## READ THIS FIRST
Carbon Tool
for Academic Institutions
BETA (version 1.1) |  |  | For general enquiries on this Carbon Tool please contact emma.salisbury@aether-uk.com. Please note we cannot offer ongoing support on its use.
Current carbon footprint year: |  |  |  | 2014/15
This tool can take into account up to five campuses. Add the names of these campuses below:
Campus 1: |  | Campus A
Campus 2: |  | Campus B
Campus 3: |  | Campus C
Campus 4: |  | Campus D
Campus 5: |  | Not used
Carbon Tool User Guide
Background |  | This tool has been developed to provide academic institutions with a carbon footprint tool.
Emission factors are aligned with the majority of the academic reporting year e.g. 2014/15 uses 2015 emission factors.
The tool has been designed to be easily used, with minimal data entry.
The outputs generated are those required to support development of Carbon Management Plans.
Data entry cells are unprotected, however, all other cells are protected. The tables and charts in the Outputs tab are unprotected to allow organisations to edit them.
It is good practice to save regular copies for historical and back-up purposes.
Overview |  | The Carbon Tool provides a storage system for historical carbon footprints, and calculations for projected forecasts and scenarios up to 2024/25.
The graph and key below show how the different aspects of the tool combine to produce an overall picture of the carbon footprint.
Data for historical carbon footprints prior to 2014/15 are stored in the tool: see "Historical Carbon Footprint".
Data for historical carbon footprints from 2014/15 onwards are stored in the tool: see "Carbon Footprint and Forecast".
A forecasted carbon footprint from current year to 2024/25 are calculated in the tool: see "Carbon Footprint and Forecast".
|  | Savings from known Projects that will be or are being undertaken. Data are stored in the tool: see "Projects". | [6 empty] | These data are summarised in "Output" tabs.
The Carbon Scenario Module enables the user to produce projected scenarios from the current year to 2024/25: see "CSM Factors".
| ● | Scenario A
| ● | Scenario B
Further descriptions of the calculations underlying this tool can be found below in the section: "Calculation Methods".
A description of the online data viewer that accompanies this tool can be found below in the section: "Online Data Viewer".
The carbon footprints can also be displayed in terms of cost. This is the cost to the organisation of the activity. For example, fuel purchase costs.
The historical carbon footprints can be displayed using 'scopes' which are used to categorise greenhouse gas (GHG) emissions.
The allocation of activities to Scopes can be found in the sheet: "Boundary".
Instructions |  | The following text provides instructions for the use of the Carbon Tool.
Throughout all sheets within the tool, the following key is used:
Data Entry (data should only be entered in these coloured cells).
Text/Description
Calculations/Formulae Output
Data manually input by the user, and are historical data
Step 1 |  | Fill in the required data in "Historical Carbon Footprint"
Back to tab |  | This is the location for entering historical Carbon Footprint and Cost Information. The years are those prior to 2014/14.5
It is expected that users will have calculated these values prior to this tool being used.
Ensure that the row displaying 'total' is completed.
For years prior to the baseline year, it is optional to enter data for those years (e.g. where the baseline year is 2009/10, no data is required for 2008/09).
What this tab generates:
Based on the above entries, the relevant Carbon and associated Costs are used in the 'Outputs' tab to generate various graphs and tables.
Annual update process:
This tab stores historical carbon footprint data prior to 2014/15. As such, nothing should change in this tab when preparing the Carbon Tool for the next academic year.
However, some changes may be required if the boundary of the carbon footprint is updated: all historical data should (as far as possible) be updated to ensure a consistent boundary.
Step 2 |  | Fill in the required data in "Carbon Footprint and Forecast"
Back to tab |  | This is the location for entering all of the organisation's Carbon Footprint (CF) information.
The data entered here is used to generate data for the Carbon Scenario Module, graphs and tables in the Output tabs.
How to Complete:
| 1 | Complete a row for each building/operation by entering appropriate info into all 'Data Entry' cells ONLY. An operation could be e.g. 'Fleet vehicles' (please note
that an empty cell in a row can have an impact on calculations/formulae output and may return #VALUE or similar error message).
| 2 | Some cells have drop down choices which require selection.
| 3 | Key cells:
|  | 3.1 | Enter the name and date of when this tab is being completed at the top of the sheet. This is useful for future reference.
|  | 3.2 | Existing building/operation - used to establish and determine the Carbon Footprint and Cost in 2015/16 (and future years).
|  | 3.3 | Unique Property Reference Number - the UPRN may be self-generated from their respective Asset Management Databases (AMB).
|  | 3.4 | Future New Build/Operation - where a building/operation is not currently used/built (and is therefore not part of the 2014/15 CF) but is expected to be
included in future years, select the first year of full functioning. 'N/a' must be selected if building/operation currently exists.
|  | 3.5 | Subject to CRC EES? - If the emissions associated with the building are subject to the Carbon Reduction Commitment Energy Efficiency Scheme, select 'Yes',
otherwise, 'No'. Selecting 'Yes' will add the cost of CRC EES carbon to the Cost calculations. Further info at:
https://www.gov.uk/government/policies/reducing-demand-for-energy-from-industry-businesses-and-the-public-sector--2/supporting-pages/crc-energy-efficiency-scheme
|  | 3.6 | Type of Activity - select the type of activity applicable to each row. Please note that this selection will affect the choice available for 3.8 below.
|  | 3.7 | Scope - select the scope applicable to the emissions. See the sheet "Boundary" to find the applicable Scope.
|  | 3.8 | Activity Type - select the activity type of building/operation. Please note the units for each activity type (e.g. Grid Electricity is in kWh); you must
ensure that your 'amount' data are in these units. If it is not, use the factors contained in the Conversion Factors tab to convert.
|  |  | 3.8.1 | Where an organisation has water supply consumption data only, it is recommended that a factor of 95% is used to calculate the amount of water treatment.
|  |  | 3.8.2 | Renewable heat purchased' and 'Renewable elec purchased' should only be selected when buying directly from a third party (i.e. not through the grid).
|  |  | 3.8.3 | Where an organisation has an emission which is not in the drop down menu, either use the emission type with the closest factor (refer to 'Emission Factors' tab).
|  | 3.9 | Amount - Enter a quantity which relates to the Source and Emission type (units) selected.
|  | 3.1 | Year of Change - if the building/operation is due to experience a change (e.g. reduction in occupancy), select the first full year that these changes will occur.
The change should relate to what would have happened in any case. This is referred to as Business As Usual (BAU).
|  | 3.11 | % Change (at Year of Change) - select the % increase or decrease which will be applied to the 'Amount' figure previously entered. This change will occur at the future
Year of Change' selected and continue into future years. For simplicity, the % change figure is applied to the Amount entered in the previous cell and should therefore
relate to e.g. change in occupancy numbers or floor area or whichever factor most closely relates to the expected change in the Amount.
|  | 3.12 | Final Year of Full Operation - where a building/operation is no longer included in estate or operations and its associated future CF and Cost are no longer relevant,
enter the required year.
|  | 3.13 | Where an organisation currently owns/operates its own renewables, these should be entered in the second table at the bottom of the tab. If the renewable technology
is biomass or biogas, select this option and enter the amount of biomass/biogas fuel input in kWh. For all other renewables, enter the amount of heat or electricity
generated. If the scheme exports and self supplies, two separate rows will need to be completed. Where Feed In Tariffs (FiT) or Renewable Heat Incentive (RHI) is received,
the annual totals (including future anticipated totals) should be entered in the relevant section.
What this tab generates:
| 4 | Based on the above entries, the relevant Carbon (tonnes of CO2e) and associated Costs are then calculated for each future year. The formulae use the Amounts which have been entered
for each emission source and year, and the relevant Carbon Emission Factor and unit Cost for the relevant reference tabs.
| 5 | OVERALL TOTALS are calculated for all years and shown at the top of each column.
Useful to know:
| 6 | You can filter the data using the drop-down buttons in Row 9. e.g. click on the filter button for 'Type of Source' to select and then see all the Stationary Sources.
When finished, always click 'select all' to ensure all buildings/operations are displayed again.
| 7 | The tool uses Academic years to be in keeping with the reporting used by academic institutions. The carbon emission factors and costs are applied using the majority year e.g. 2014/15
will use 2015 carbon emission factors and costs.
| 8 | If you hover your mouse over any heading (or indeed any cell) with a small red corner triangle, an explanation of what information is required is shown.
Annual update process:
There are a number of steps required to prepare the Carbon Tool for the next academic year. The first steps are within this tab and are explained below:
| 1 | Unprotect the sheet (option found in the "Review" menu within Excel) by obtaining the password from the manager of the Carbon Tool and using it when prompted by Excel.
| 2 | Change the "Current carbon footprint year" to the next academic year. This will change some of the cells from green to grey in Columns U onwards.
| 3 | Copy the "Amount" data from Column O and paste these data to replace the formulae in the relevant grey-coloured cells.
For example, when updating the tool from 2014/15 to 2015/16, copy the data from column O and paste it into Column U.
Step 3 |  | Fill in the necessary data in the "Projects" tab
Back to tab
This is the location for entering all of the organisation's Carbon saving Projects information. The data entered here is used to generate tables and graphs in the "Forecast Output" tab.
How to Complete:
| 1 | Complete a row for each carbon saving Project by entering appropriate info into all 'Data Entry' cells ONLY (please note that an empty cell in a row can have an impact on
calculations/formulae output).
| 2 | Some cells have drop down choices which require selection.
| 3 | Key cells:
|  | 3.1 | Enter the name and date of when this tab is being completed at the top of the sheet. This is useful for future reference.
|  | 3.2 | Commissioning Year - used to automatically establish the first full year (always the subsequent year) of projects savings. Completion of this cell automatically populates the
next cell.
|  | 3.3 | Capital Costs - used to calculate the Simple Payback and Carbon Cost Effectiveness later on in the Row.
|  | 3.4 | Project Status - mainly for information only. However, if a project is Identified/More Info Req, Abandoned or Superseded then the associated savings are not calculated; in
addition it is assumed that savings from Complete projects are captured in Annual Carbon Footprint calculations - refer to 3.9).
|  | 3.5 | Estimate Confidence - for Information only. Can be used to keep track of accuracy of capital costs, savings figures etc.
|  | 3.6 | Subject to CRC EES? - if the emission savings associated with the project are subject to the Carbon Reduction Commitment Energy Efficiency Scheme, select 'Yes', otherwise, 'No'.
Selecting 'Yes' will add the savings of CRC EES carbon to the savings calculations.
|  | 3.7 | Type of Activity saving - select the type of actiivity applicable to each row. Please note that this selection will affect the choice available for 3.8 below.
|  | 3.8 | Scope - select the scope applicable to the emissions. See above in "Overview" for a description of the Scopes.
|  | 3.9 | Detailed Type of Activity Saving - select the acitivity type for the project. Please note the units for each emission type (e.g. Grid Electricity is in kWh); you must ensure that your
data is in these units. If it is not, use the factors contained in the Conversion Factors tab to convert.
|  |  | 3.9.1 | Where an organisation has identified a project with multiple emission savings (e.g. a BEMs installation which saves grid electricity and natural gas), each emission
saving should be entered in a separate Row. This also applies to projects which have a saving and an increase - e.g. CHP (where there is typically a saving in grid
electricity and an increase in natural gas consumption) whereby the natural gas consumption should be entered as a negative figure (i.e. not a saving). Electric vehicles
will also have a fuel saving and an electricity consumption increase.
|  |  | 3.9.2 | Renewable heat purchased' and 'Renewable elec purchased' should only be selected when planning to buy directly from a third party (i.e. not through the grid). If you
have identified future renewables projects, refer to 3.12 below.
|  | 3.1 | Amount of Savings - enter a quantity which relates to the units selected. The figure should be the annual savings when the project is fully up and running. The figure is used to
calculate the future Project Carbon and Cost savings where applicable. This could be an estimated value, in which case, use the "Estimate confidence" field to reflect this.
|  | 3.11 | Annual Savings (units as above) for this project already captured in most recent Carbon Footprint? - It is important to ensure that project savings are not counted twice
(i.e. where savings from the project have already reduced the most recent Carbon Footprint AND are then being reduced from all future forecasts also). The question asks if the
savings are already accounted for in the most recent CF. If 'yes' is selected, the future carbon and cost savings are not included in the OVERALL TOTALS.
|  | 3.12 | Simple Payback - automatic calculation of the Capital Costs and the Operating and Maintenance (O&M) savings divided by the first full year of Cost savings. Can be used to
compare and prioritise projects for implementation.
|  | 3.13 | Carbon Cost Effectiveness - automatic calculation of the Capital Costs and the O&M savings divided by the first full year of Carbon savings. Can be used to compare and
prioritise projects for implementation.
|  | 3.14 | Where an organisation proposes to own/operate its own renewables, these should be entered in the section at the bottom of the tab (Row 208 onwards). If the renewable
technology is biomass or biogas, select this option and enter the amount of biomass/biogas fuel input in kWh. For all other renewables, enter the amount of heat or electricity
generated. If the scheme exports and self supplies, two separate rows will need to be completed. Where Feed In Tariffs (FiT) or Renewable Heat Incentive (RHI) is received, the
annual totals (including future anticipated totals) should be entered in the relevant cells.
What this tab generates:
| 4 | Based on the above entries, the relevant Carbon and associated Savings are then calculated for each future year. The formulae use the Amounts which have been entered for each
emission source saving and the relevant Carbon Emission Factors and unit Costs from the two subsequent tabs.
| 5 | OVERALL TOTALS are calculated for all years and shown at the base of each column. These totals are for projects which have not been captured in previous Carbon Footprints.
Useful to know:
| 6 | You can filter the data using the button in Row 9. E.g. click on the filter button for 'Type of Source Saving' to select and then see all the Waste Sources. When finished, always click
select all' to ensure all buildings/operations are displayed again. Filtered totals are also displayed at the base of each column.
| 7 | The tool uses Academic years. The carbon emission factors and costs therefore use the majority year e.g. 2015/16 will use 2016 carbon emission factors and costs
(take note of this if calendar or academic year is used).
| 8 | There is a User Notes cell before the calculated cells in each row. This allows you to enter noteworthy information which can be used for future reference.
Annual update process:
The information and data in this tab should be reviewed on a regular basis, and definitely when the tool is prepared for the next academic year.
Step 4 |  | Review the information in "Forecast Output" tab
Back to tab
This section automatically generates a series of tables and graphs summarising the historical carbon footprint and the carbon footprint forecast. There are two sections to this sheet:
Tables on the left-hand side summarise the historical carbon footprint and the carbon footprint forecast (see tabs "Historical Carbon Footprint" and "Carbon Footprint and Forecast").
Tables on the right-hand side summarise the same data as above, but also include the effect of projects (see tab "Projects").
Annual update process:
The information in this tab is generated automatically, so no changes are required.
Step 5 |  | Alter the factors in the "CSM Factors" tab
Back to tab
This section produces carbon footprint scenarios as shown in the graph in the Overview section above (see Scenario A and B) by varying specified factors across the time series:
1. Undergraduate population
2. Postgraduate population
3. Academic staff population
4. Non-Academic staff population
5. Floor area
6. Grid electricity carbon factor
Annual percentage changes of these factors can be varied across the time series. The value to be entered is the percentage increase/decrease of that factor compared to the previous year.
In the example below, the tool user has input a scenario in which the number of undergraduates in the "Campus A" area increases by 10% compared to the previous year every year from
the base year of 2014/15 to 2024/25.
Annual update process:
The historical data for number of people, floor area and grid electricity factor should be added to "space & people allocations" every year. The formula in all the grey cells should be
copied across to the new 'historical' year. The cells should change from input percentage values to "Base year" for the previous carbon footprint year.
Step 6 |  | Review the information in "CSM Output" tab
Back to tab
This section automatically generates a series of tables and graphs providing the effect of the values used in the CSM Factors tab.
Tables on the left-hand side do not include Projects.
Tables on the left-hand side do include Projects.
Annual update process:
The information in this tab is generated automatically, so no changes are required.
Update: |  | Review and update relevant information in the "Emission Factors" tab.
Back to tab
This is the location of all current and future carbon emission factors.
All factors are based on those available at http://www.ukconversionfactorscarbonsmart.co.uk/
Electricity - Future Years based on Projected carbon intensity of grid emission staying the same as the most recent year (2015). Users can change the EFs for future years, if required.
This will affect the carbon footprint forecast (see "Forecast Output"). The user can also vary the carbon intensity of grid emission in the carbon scenario module (see "CSM Factors").
This will affect the carbon scenario output (see "CSM Output") but will not change the carbon footprint forecast.
All other factors - Future Years have been kept the same as 2014/15.
Annual update process:
The emission factors in this tab should be reviewed annually. They are currently drawn from the DEFRA/DECC figures, which are updated annually.
Update these to reflect these annual updates. Historical emission factors should not be changed.
Update: |  | Review and update relevant information in the "Costs" tab.
Back to tab
Enter the name and date of when this tab is being completed. This is useful for future reference.
This is the location of all current and future unit costs. Future costs are indicative.
This tab is unlocked, therefore, users are encouraged to check and update all figures on a regular basis.
Annual update process:
Review the information in this tab, and whether it should be updated to take into account new data.
Update: |  | Review and update relevant information in the "Data Collection" tab.
Back to tab
This is the location to document the data collection and manipulation that is required to update and Carbon Tool.
Annual update process:
Review the information in this tab and update as necessary.
Update: |  | Review and update relevant information in the "Boundary" tab.
Back to tab
This is the location to document the boundary that is used within this tool. It includes a table to document any potential differences in the boundary across the time series.
Annual update process:
Review the information in this tab and update as necessary. Note that any changes should (as far as possible) be reflected in the historical timeseries.
Update: |  | Review and update relevant information in the "End use assumptions" tab.
Back to tab
This information informs the Carbon Scenario Module. For more information about how this information is used, see the section below on Calculation Methods.
Annual update process:
Review the information in this tab and update as necessary.
Update: |  | Review and update relevant information in the "Space & people allocations" tab.
Back to tab
This information informs the Carbon Scenario Module. For more information about how this information is used, see the section below on Calculation Methods.
Annual update process:
Unprotect the sheet. Input last year's data for people numbers and floor area by pasting over the formulae in the relevant column. Future data are calculated using the CSM factors.
Update: |  | Review and update relevant information in the "End use matrix" tab.
Back to tab
This information informs the Carbon Scenario Module. For more information about how this information is used, see the section below on Calculation Methods.
Annual update process:
Review the information in this tab and update as necessary (by unprotecting the sheet), noting the restrictions that apply to this tab (see next section).
Calculation |  | This section provides an overview of the calculations that are occurring within the tool. This is not intended to be a detailed description of the calculations; it aims to provide conceptual
Methods |  | context for a technical user who may be interested in developing, reviewing or manipulating the tool.
The general concept for the Carbon Scenario Module (CSM) is to disaggregate the carbon footprint and assign each part to a specific end user. The tool user can then manipulate the
trend for these end users (e.g. increase the number of undergraduates across the time series) and the relevant parts of the carbon footprint then increase/decrease in response to that.
An example of this disaggregation of the Carbon Footprint is shown below, for direct natural gas use in "Campus A".
|  | The carbon footprint is disaggregated |  |  | The carbon footprint is also | These source types are |  | Emissions from each source |  | Emissions from each end
|  | by campus. |  |  | disaggregated by source type. | disaggregated into source detail. |  | type are split by end use. |  | use are split by end user.
|  | See "Carbon Footprint and Forecast". |  |  | See "Carbon Footprint and Forecast". | See "Carbon Footprint and Forecast". |  | See "End use assumptions". |  | See "Space and People
allocations".
The user is able to define which end uses and end users are applicable to each source type.
See "End use matrix".
In the example above, there are end uses that have not been included in the orange
diagram above: Computing, Lighting, Water, Transport, Waste and Refrigerant.
This is because the tool user (via the "End use matrix") has defined that these end uses
do not affect the amount of natural gas consumed, as shown by the grey boxes.
The tool user must then decide whether the applicable end uses are affected by the
number of people OR the total floor area. The tool cannot apply an end use to both.
The tool user can choose if a source type is affected by one or many of the people
sub-categories: undergraduates, postgraduates, academic staff, non-academic staff.
The cumulative disaggregation of the carbon footprint, as described above, results in a matrix of emissions in which each element of the carbon footprint is allocated to one of the final
end users. The tool user can now, therefore, use the CSM to manipulate the trend for these end users, such as non-academic staff.
When the user of the tool changes these factors (see "CSM Factors") the parts of the carbon footprint dependent on this factor either increase or decrease depending on the input values.
For example, if the user applies a scenario on the CSM Factors that shows academic staff increasing by 100% from the baseline to the 2025, all elements of the tool that have been
assigned to academic staff will increase in amount by 100%. All other elements will remain the same. As a result, the overall carbon footprint will increase.
This section has provided a conceptual explanation of the calculation process underpinning the scenarios available in this tool. Advanced users of the tool are able to manipulate,
develop and change this process.

## Historical Carbon Footprint
HELP
|  | 2007/08 |  | 2008/09 |  | 2009/10 |  | 2010/11 |  | 2011/12 |  | 2012/13 |  | 2013/14
| Type of Activity | Carbon Footprint (tCO2e) | Cost (£) | Carbon Footprint (tCO2e) | Cost (£) | Carbon Footprint (tCO2e) | Cost (£) | Carbon Footprint (tCO2e) | Cost (£) | Carbon Footprint (tCO2e) | Cost (£) | Carbon Footprint (tCO2e) | Cost (£) | Carbon Footprint (tCO2e) | Cost (£) | Source Reference
| Premises - Grid Electricity | [8 empty] | 19000 | 4000000 | 17363 | 3376879.406 | 20442.6154 | 3651282.048
| Premises - Natural gas | [8 empty] | 25000 | 4000000 | 24273.4079 | 3824868.667 | 24902.5215 | 3904271.624
Premises - Other
| Premises - Water | [8 empty] | 300 | 600000 | 326 | 665167.035 | 324.3113 | 671206.7425
| Waste | [8 empty] | 600 | 800000 | 633 | 825085.945 | 79.9016 | 235927.05
| Business travel | [8 empty] | 3000 | 5000000 | 3298.1501 | 5218044.4028 | 2612.0863 | 4758965.9072
| TOTAL | 0 | 0 | 0 | 0 | 0 | 0 | 0 | 0 | 47900 | 14400000 | 45893.5581 | 13910045.4558 | 48361.4361 | 13221653.3717
Name of person completing the tab
C Wharmby
Date
30/05/16
Tab reviewed by
This sheet should contain the carbon footprint and cost for academic years prior to 2014/15. The user should split the carbon footprint and cost by Type of Source. This information is used to depict the trend in emissions and cost.
Sheet description
Date

## Carbon Footprint and Forecast
HELP
| REMINDER: IF YOU CURRENTLY OWN/OPERATE YOUR OWN RENEWABLES, THE DETAILS SHOULD BE ENTERED IN THE SECOND TABLE FURTHER DOWN. | [9 empty] | First Full year of Operation |  |  |  |  | Current Year |  | Future Changes |  |  | Calculated Carbon Footprints for all years
| Category (Organisational ID) | Unique Property Reference Number (UPRN) | Building/Operation Name | Type of Building (if applicable) | Campus | Existing Building/Operation? | Future New Build/Operation? | Floor Area (m2 of GIA) | CHP Network | Subject to CRC EES? | Activity Category | Scope | Activity Type | User notes | Amount | 2014/15 |  | Year of Change | % Change (at Year of Change) | Final Year of Full Operation | 2014/15 |  |  | 2015/16 |  |  | 2016/17 |  |  | 2017/18 |  |  | 2018/19 |  |  | 2019/20 |  |  | 2020/21 |  |  | 2021/22 |  |  | 2022/23 |  |  | 2023/24 |  |  | 2024/25
[16 empty] | Carbon Footprint (tCO2e) | Cost (£) |  |  |  | Amount | Carbon Footprint (tCO2e) | Cost (£) | Amount | Carbon Footprint (tCO2e) | Cost (£) | Amount | Carbon Footprint (tCO2e) | Cost (£) | Amount | Carbon Footprint (tCO2e) | Cost (£) | Amount | Carbon Footprint (tCO2e) | Cost (£) | Amount | Carbon Footprint (tCO2e) | Cost (£) | Amount | Carbon Footprint (tCO2e) | Cost (£) | Amount | Carbon Footprint (tCO2e) | Cost (£) | Amount | Carbon Footprint (tCO2e) | Cost (£) | Amount | Carbon Footprint (tCO2e) | Cost (£) | Amount | Carbon Footprint (tCO2e) | Cost (£)
| Total | [6 empty] | 525000 | [7 empty] | 47412.49 | 11831186.7104 |  |  |  |  | 47412.49 | 11831186.7104 |  | 46497.159 | 11940045.8863 |  | 47223.778 | 12878031.4911 |  | 46954.6283 | 13598166.6996 |  | 46692.2074 | 13578805.0572 |  | 46436.3469 | 13590366.72 |  | 46186.883 | 13928006.8359 |  | 45943.6557 | 14502040.9553 |  | 45706.509 | 14895398.6928 |  | 45475.2911 | 15101188.7141 |  | 45249.8535 | 15315022.8741
| Grid electricity |  | Campus A | University Campus | Campus A | Yes | N/a | 125000 |  | Yes | Premises - Grid Electricity | Scope 2 | Grid Electricity (kWh) |  | 11500000 | 5754.025 | 1170762.79 | 2015/16 | 5% | N/a | 11500000 | 5754.025 | 1170762.79 | 12075000 | 5425.539 | 1246551.1779 | 12075000 | 5289.9005 | 1355597.4204 | 12075000 | 5157.653 | 1452570.2407 | 12075000 | 5028.7117 | 1452944.6455 | 12075000 | 4902.9939 | 1465395.6415 | 12075000 | 4780.419 | 1634823.2354 | 12075000 | 4660.9086 | 1647277.4342 | 12075000 | 4544.3859 | 1650357.7419 | 12075000 | 4430.7762 | 1650751.6435 | 12075000 | 4320.0068 | 1651147.2193
| Grid electricity |  | Campus B | University Campus | Campus B | Yes | N/a | 50000 |  | Yes | Premises - Grid Electricity | Scope 2 | Grid Electricity (kWh) |  | 4600000 | 2301.61 | 468305.116 | N/a | N/a | N/a | 4600000 | 2301.61 | 468305.116 | 4600000 | 2066.872 | 474876.6392 | 4600000 | 2015.2002 | 516418.0649 | 4600000 | 1964.8202 | 553360.0917 | 4600000 | 1915.6997 | 553502.7221 | 4600000 | 1867.8072 | 558245.9587 | 4600000 | 1821.112 | 622789.804 | 4600000 | 1775.5842 | 627534.2606 | 4600000 | 1731.1946 | 628707.7112 | 4600000 | 1687.9147 | 628857.769 | 4600000 | 1645.7169 | 629008.4645
| Grid electricity |  | Campus C | University Campus | Campus C | Yes | N/a | 50000 |  | Yes | Premises - Grid Electricity | Scope 2 | Grid Electricity (kWh) |  | 2300000 | 1150.805 | 234152.558 | N/a | N/a | N/a | 2300000 | 1150.805 | 234152.558 | 2300000 | 1033.436 | 237438.3196 | 2300000 | 1007.6001 | 258209.0325 | 2300000 | 982.4101 | 276680.0458 | 2300000 | 957.8498 | 276751.361 | 2300000 | 933.9036 | 279122.9793 | 2300000 | 910.556 | 311394.902 | 2300000 | 887.7921 | 313767.1303 | 2300000 | 865.5973 | 314353.8556 | 2300000 | 843.9574 | 314428.8845 | 2300000 | 822.8584 | 314504.2322
| Grid electricity |  | Campus D | University Campus | Campus D | Yes | N/a | 275000 |  | Yes | Premises - Grid Electricity | Scope 2 | Grid Electricity (kWh) |  | 4600000 | 2301.61 | 468305.116 | N/a | N/a | N/a | 4600000 | 2301.61 | 468305.116 | 4600000 | 2066.872 | 474876.6392 | 4600000 | 2015.2002 | 516418.0649 | 4600000 | 1964.8202 | 553360.0917 | 4600000 | 1915.6997 | 553502.7221 | 4600000 | 1867.8072 | 558245.9587 | 4600000 | 1821.112 | 622789.804 | 4600000 | 1775.5842 | 627534.2606 | 4600000 | 1731.1946 | 628707.7112 | 4600000 | 1687.9147 | 628857.769 | 4600000 | 1645.7169 | 629008.4645
| Natural gas |  | Campus A | University Campus | Campus A | Yes | N/a |  |  | Yes | Premises - Natural gas | Scope 1 | Natural Gas - Direct (kWh) |  | 32000000 | 5902.4 | 1020077.44 | N/a | N/a | N/a | 32000000 | 5902.4 | 1020077.44 | 32000000 | 5902.4 | 1023028.64 | 32000000 | 5902.4 | 1089879.4992 | 32000000 | 5902.4 | 1156815.8842 | 32000000 | 5902.4 | 1127840.3607 | 32000000 | 5902.4 | 1098955.5715 | 32000000 | 5902.4 | 1070164.2387 | 32000000 | 5902.4 | 1137469.1658 | 32000000 | 5902.4 | 1144379.438 | 32000000 | 5902.4 | 1147990.8212 | 32000000 | 5902.4 | 1151710.5458
| Natural gas |  | Campus B | University Campus | Campus B | Yes | N/a |  |  | Yes | Premises - Natural gas | Scope 1 | Natural Gas - Direct (kWh) |  | 16000000 | 2951.2 | 510038.72 | N/a | N/a | N/a | 16000000 | 2951.2 | 510038.72 | 16000000 | 2951.2 | 511514.32 | 16000000 | 2951.2 | 544939.7496 | 16000000 | 2951.2 | 578407.9421 | 16000000 | 2951.2 | 563920.1804 | 16000000 | 2951.2 | 549477.7858 | 16000000 | 2951.2 | 535082.1193 | 16000000 | 2951.2 | 568734.5829 | 16000000 | 2951.2 | 572189.719 | 16000000 | 2951.2 | 573995.4106 | 16000000 | 2951.2 | 575855.2729
| Natural gas |  | Campus C | University Campus | Campus C | Yes | N/a |  |  | Yes | Premises - Natural gas | Scope 1 | Natural Gas - Direct (kWh) |  | 16000000 | 2951.2 | 510038.72 | N/a | N/a | N/a | 16000000 | 2951.2 | 510038.72 | 16000000 | 2951.2 | 511514.32 | 16000000 | 2951.2 | 544939.7496 | 16000000 | 2951.2 | 578407.9421 | 16000000 | 2951.2 | 563920.1804 | 16000000 | 2951.2 | 549477.7858 | 16000000 | 2951.2 | 535082.1193 | 16000000 | 2951.2 | 568734.5829 | 16000000 | 2951.2 | 572189.719 | 16000000 | 2951.2 | 573995.4106 | 16000000 | 2951.2 | 575855.2729
| Natural gas |  | Campus D | University Campus | Campus D | Yes | N/a |  |  | Yes | Premises - Natural gas | Scope 1 | Natural Gas - Direct (kWh) |  | 16000000 | 2951.2 | 510038.72 | N/a | N/a | N/a | 16000000 | 2951.2 | 510038.72 | 16000000 | 2951.2 | 511514.32 | 16000000 | 2951.2 | 544939.7496 | 16000000 | 2951.2 | 578407.9421 | 16000000 | 2951.2 | 563920.1804 | 16000000 | 2951.2 | 549477.7858 | 16000000 | 2951.2 | 535082.1193 | 16000000 | 2951.2 | 568734.5829 | 16000000 | 2951.2 | 572189.719 | 16000000 | 2951.2 | 573995.4106 | 16000000 | 2951.2 | 575855.2729
| Natural gas - CHP |  | Campus A | University Campus | Campus A | Yes | N/a |  |  | Yes | Premises - Natural gas | Scope 1 | Natural Gas - CHP (kWh) |  | 60000000 | 11067 | 1912645.2 | N/a | N/a | N/a | 60000000 | 11067 | 1912645.2 | 60000000 | 11067 | 1918178.7 | 60000000 | 11067 | 2043524.061 | 60000000 | 11067 | 2169029.7828 | 60000000 | 11067 | 2114700.6763 | 60000000 | 11067 | 2060541.6966 | 60000000 | 11067 | 2006557.9475 | 60000000 | 11067 | 2132754.6859 | 60000000 | 11067 | 2145711.4463 | 60000000 | 11067 | 2152482.7897 | 60000000 | 11067 | 2159457.2734
| Natural gas - CHP |  | Campus D | University Campus | Campus D | Yes | N/a |  |  | Yes | Premises - Natural gas | Scope 1 | Natural Gas - CHP (kWh) |  | 40000000 | 7378 | 1275096.8 | N/a | N/a | N/a | 40000000 | 7378 | 1275096.8 | 40000000 | 7378 | 1278785.8 | 40000000 | 7378 | 1362349.374 | 40000000 | 7378 | 1446019.8552 | 40000000 | 7378 | 1409800.4509 | 40000000 | 7378 | 1373694.4644 | 40000000 | 7378 | 1337705.2983 | 40000000 | 7378 | 1421836.4573 | 40000000 | 7378 | 1430474.2975 | 40000000 | 7378 | 1434988.5265 | 40000000 | 7378 | 1439638.1823
| Water supply |  | Campus A | University Campus | Campus A | Yes | N/a |  |  | Yes | Premises - Water | Scope 3 | Water - Supply (m3) |  | 20000 | 6.88 | 6107.328 | N/a | N/a | N/a | 20000 | 6.88 | 6107.328 | 20000 | 6.88 | 6110.768 | 20000 | 6.88 | 6314.091 | 20000 | 6.88 | 6524.1804 | 20000 | 6.88 | 6741.2614 | 20000 | 6.88 | 6965.5667 | 20000 | 6.88 | 7197.3366 | 20000 | 6.88 | 7436.8198 | 20000 | 6.88 | 7939.9613 | 20000 | 6.88 | 8204.1589 | 20000 | 6.88 | 8477.1491
| Water supply |  | Campus B | University Campus | Campus B | Yes | N/a |  |  | Yes | Premises - Water | Scope 3 | Water - Supply (m3) |  | 100000 | 34.4 | 30536.64 | N/a | N/a | N/a | 100000 | 34.4 | 30536.64 | 100000 | 34.4 | 30553.84 | 100000 | 34.4 | 31570.4552 | 100000 | 34.4 | 32620.9022 | 100000 | 34.4 | 33706.307 | 100000 | 34.4 | 34827.8333 | 100000 | 34.4 | 35986.6832 | 100000 | 34.4 | 37184.0992 | 100000 | 34.4 | 39699.8064 | 100000 | 34.4 | 41020.7946 | 100000 | 34.4 | 42385.7457
| Water supply |  | Campus C | University Campus | Campus C | Yes | N/a |  |  | Yes | Premises - Water | Scope 3 | Water - Supply (m3) |  | 40000 | 13.76 | 12214.656 | N/a | N/a | N/a | 40000 | 13.76 | 12214.656 | 40000 | 13.76 | 12221.536 | 40000 | 13.76 | 12628.1821 | 40000 | 13.76 | 13048.3609 | 40000 | 13.76 | 13482.5228 | 40000 | 13.76 | 13931.1333 | 40000 | 13.76 | 14394.6733 | 40000 | 13.76 | 14873.6397 | 40000 | 13.76 | 15879.9226 | 40000 | 13.76 | 16408.3179 | 40000 | 13.76 | 16954.2983
| Water supply |  | Campus D | University Campus | Campus D | Yes | N/a |  |  | Yes | Premises - Water | Scope 3 | Water - Supply (m3) |  | 40000 | 13.76 | 12214.656 | N/a | N/a | N/a | 40000 | 13.76 | 12214.656 | 40000 | 13.76 | 12221.536 | 40000 | 13.76 | 12628.1821 | 40000 | 13.76 | 13048.3609 | 40000 | 13.76 | 13482.5228 | 40000 | 13.76 | 13931.1333 | 40000 | 13.76 | 14394.6733 | 40000 | 13.76 | 14873.6397 | 40000 | 13.76 | 15879.9226 | 40000 | 13.76 | 16408.3179 | 40000 | 13.76 | 16954.2983
| Water treatment |  | Campus A | University Campus | Campus A | Yes | N/a |  |  | Yes | Premises - Water | Scope 3 | Water - Treatment (m3) |  | 20000 | 14.16 | 14220.896 | N/a | N/a | N/a | 20000 | 14.16 | 14220.896 | 20000 | 14.16 | 14227.976 | 20000 | 14.16 | 14634.8153 | 20000 | 14.16 | 15053.2883 | 20000 | 14.16 | 15483.7278 | 20000 | 14.16 | 15926.4759 | 20000 | 14.16 | 16381.8846 | 20000 | 14.16 | 16850.316 | 20000 | 14.16 | 17827.7471 | 20000 | 14.16 | 18337.5239 | 20000 | 14.16 | 18861.878
| Water treatment |  | Campus B | University Campus | Campus B | Yes | N/a |  |  | No | Premises - Water | Scope 3 | Water - Treatment (m3) |  | 100000 | 70.8 | 70000 | N/a | N/a | N/a | 100000 | 70.8 | 70000 | 100000 | 70.8 | 70000 | 100000 | 70.8 | 72000 | 100000 | 70.8 | 74057.1429 | 100000 | 70.8 | 76173.0612 | 100000 | 70.8 | 78349.4344 | 100000 | 70.8 | 80587.9897 | 100000 | 70.8 | 82890.5037 | 100000 | 70.8 | 87694.7696 | 100000 | 70.8 | 90200.3344 | 100000 | 70.8 | 92777.4868
| Water treatment |  | Campus C | University Campus | Campus C | Yes | N/a |  |  | No | Premises - Water | Scope 3 | Water - Treatment (m3) |  | 40000 | 28.32 | 28000 | N/a | N/a | N/a | 40000 | 28.32 | 28000 | 40000 | 28.32 | 28000 | 40000 | 28.32 | 28800 | 40000 | 28.32 | 29622.8571 | 40000 | 28.32 | 30469.2245 | 40000 | 28.32 | 31339.7738 | 40000 | 28.32 | 32235.1959 | 40000 | 28.32 | 33156.2015 | 40000 | 28.32 | 35077.9078 | 40000 | 28.32 | 36080.1338 | 40000 | 28.32 | 37110.9947
| Water treatment |  | Campus D | University Campus | Campus D | Yes | N/a |  |  | No | Premises - Water | Scope 3 | Water - Treatment (m3) |  | 40000 | 28.32 | 28000 | N/a | N/a | N/a | 40000 | 28.32 | 28000 | 40000 | 28.32 | 28000 | 40000 | 28.32 | 28800 | 40000 | 28.32 | 29622.8571 | 40000 | 28.32 | 30469.2245 | 40000 | 28.32 | 31339.7738 | 40000 | 28.32 | 32235.1959 | 40000 | 28.32 | 33156.2015 | 40000 | 28.32 | 35077.9078 | 40000 | 28.32 | 36080.1338 | 40000 | 28.32 | 37110.9947
| Waste |  | Campus A | University Campus | Campus A | Yes | N/a |  |  | No | Waste | Scope 3 | Refuse Commercial & Industrial to Landfill (tonnes) |  | 500 | 46.5 | 58000 | N/a | N/a | N/a | 500 | 46.5 | 58000 | 500 | 46.5 | 58000 | 500 | 46.5 | 58500 | 500 | 46.5 | 59004.3103 | 500 | 46.5 | 59512.9682 | 500 | 46.5 | 60026.011 | 500 | 46.5 | 60543.4766 | 500 | 46.5 | 61065.4032 | 500 | 46.5 | 62122.7931 | 500 | 46.5 | 62658.3344 | 500 | 46.5 | 63198.4925
| Waste |  | Campus B | University Campus | Campus B | Yes | N/a |  |  | No | Waste | Scope 3 | Refuse Commercial & Industrial to Landfill (tonnes) |  | 2500 | 232.5 | 290000 | N/a | N/a | N/a | 2500 | 232.5 | 290000 | 2500 | 232.5 | 290000 | 2500 | 232.5 | 292500 | 2500 | 232.5 | 295021.5517 | 2500 | 232.5 | 297564.841 | 2500 | 232.5 | 300130.0551 | 2500 | 232.5 | 302717.3832 | 2500 | 232.5 | 305327.0158 | 2500 | 232.5 | 310613.9654 | 2500 | 232.5 | 313291.672 | 2500 | 232.5 | 315992.4623
| Waste |  | Campus C | University Campus | Campus C | Yes | N/a |  |  | No | Waste | Scope 3 | Refuse Commercial & Industrial to Landfill (tonnes) |  | 1000 | 93 | 116000 | N/a | N/a | N/a | 1000 | 93 | 116000 | 1000 | 93 | 116000 | 1000 | 93 | 117000 | 1000 | 93 | 118008.6207 | 1000 | 93 | 119025.9364 | 1000 | 93 | 120052.022 | 1000 | 93 | 121086.9533 | 1000 | 93 | 122130.8063 | 1000 | 93 | 124245.5862 | 1000 | 93 | 125316.6688 | 1000 | 93 | 126396.9849
| Waste |  | Campus D | University Campus | Campus D | Yes | N/a |  |  | No | Waste | Scope 3 | Refuse Commercial & Industrial to Landfill (tonnes) |  | 1000 | 93 | 116000 | N/a | N/a | N/a | 1000 | 93 | 116000 | 1000 | 93 | 116000 | 1000 | 93 | 117000 | 1000 | 93 | 118008.6207 | 1000 | 93 | 119025.9364 | 1000 | 93 | 120052.022 | 1000 | 93 | 121086.9533 | 1000 | 93 | 122130.8063 | 1000 | 93 | 124245.5862 | 1000 | 93 | 125316.6688 | 1000 | 93 | 126396.9849
| Business travel |  | Campus A | University Campus | Campus A | Yes | N/a |  |  | No | Business travel | Scope 3 | Car - Average - diesel (passenger km) |  | 1000000 | 182.32 | 93750 | N/a | N/a | N/a | 1000000 | 182.32 | 93750 | 1000000 | 182.32 | 93750 | 1000000 | 182.32 | 97000 | 1000000 | 182.32 | 100362.6667 | 1000000 | 182.32 | 103841.9058 | 1000000 | 182.32 | 107441.7585 | 1000000 | 182.32 | 111166.4061 | 1000000 | 182.32 | 115020.1749 | 1000000 | 182.32 | 123133.1357 | 1000000 | 182.32 | 127401.7511 | 1000000 | 182.32 | 131818.3451
| Business travel |  | Campus B | University Campus | Campus B | Yes | N/a |  |  | No | Business travel | Scope 3 | Car - Average - diesel (passenger km) |  | 200000 | 36.464 | 18750 | N/a | N/a | N/a | 200000 | 36.464 | 18750 | 200000 | 36.464 | 18750 | 200000 | 36.464 | 19400 | 200000 | 36.464 | 20072.5333 | 200000 | 36.464 | 20768.3812 | 200000 | 36.464 | 21488.3517 | 200000 | 36.464 | 22233.2812 | 200000 | 36.464 | 23004.035 | 200000 | 36.464 | 24626.6271 | 200000 | 36.464 | 25480.3502 | 200000 | 36.464 | 26363.669
| Business travel |  | Campus C | University Campus | Campus C | Yes | N/a |  |  | No | Business travel | Scope 3 | Car - Average - diesel (passenger km) |  | 400000 | 72.928 | 37500 | N/a | N/a | N/a | 400000 | 72.928 | 37500 | 400000 | 72.928 | 37500 | 400000 | 72.928 | 38800 | 400000 | 72.928 | 40145.0667 | 400000 | 72.928 | 41536.7623 | 400000 | 72.928 | 42976.7034 | 400000 | 72.928 | 44466.5625 | 400000 | 72.928 | 46008.07 | 400000 | 72.928 | 49253.2543 | 400000 | 72.928 | 50960.7004 | 400000 | 72.928 | 52727.338
| Business travel |  | Campus D | University Campus | Campus D | Yes | N/a |  |  | No | Business travel | Scope 3 | Car - Average - diesel (passenger km) |  | 400000 | 72.928 | 37500 | N/a | N/a | N/a | 400000 | 72.928 | 37500 | 400000 | 72.928 | 37500 | 400000 | 72.928 | 38800 | 400000 | 72.928 | 40145.0667 | 400000 | 72.928 | 41536.7623 | 400000 | 72.928 | 42976.7034 | 400000 | 72.928 | 44466.5625 | 400000 | 72.928 | 46008.07 | 400000 | 72.928 | 49253.2543 | 400000 | 72.928 | 50960.7004 | 400000 | 72.928 | 52727.338
| Business travel |  | Campus A | University Campus | Campus A | Yes | N/a |  |  | No | Business travel | Scope 3 | Flights Economy Short Haul - to/from UK (passenger km) |  | 5000000 | 831.7 | 1391465.6772 | N/a | N/a | N/a | 5000000 | 831.7 | 1391465.6772 | 5000000 | 831.7 | 1391465.6772 | 5000000 | 831.7 | 1450000 | 5000000 | 831.7 | 1510996.6667 | 5000000 | 831.7 | 1574559.2598 | 5000000 | 831.7 | 1640795.7193 | 5000000 | 831.7 | 1709818.5259 | 5000000 | 831.7 | 1781744.8919 | 5000000 | 831.7 | 1934802.0125 | 5000000 | 831.7 | 2016192.6838 | 5000000 | 831.7 | 2101007.1894
| Business travel |  | Campus B | University Campus | Campus B | Yes | N/a |  |  | No | Business travel | Scope 3 | Flights Economy Short Haul - to/from UK (passenger km) |  | 1000000 | 166.34 | 278293.1354 | N/a | N/a | N/a | 1000000 | 166.34 | 278293.1354 | 1000000 | 166.34 | 278293.1354 | 1000000 | 166.34 | 290000 | 1000000 | 166.34 | 302199.3333 | 1000000 | 166.34 | 314911.852 | 1000000 | 166.34 | 328159.1439 | 1000000 | 166.34 | 341963.7052 | 1000000 | 166.34 | 356348.9784 | 1000000 | 166.34 | 386960.4025 | 1000000 | 166.34 | 403238.5368 | 1000000 | 166.34 | 420201.4379
| Business travel |  | Campus C | University Campus | Campus C | Yes | N/a |  |  | No | Business travel | Scope 3 | Flights Economy Short Haul - to/from UK (passenger km) |  | 2000000 | 332.68 | 556586.2709 | N/a | N/a | N/a | 2000000 | 332.68 | 556586.2709 | 2000000 | 332.68 | 556586.2709 | 2000000 | 332.68 | 580000 | 2000000 | 332.68 | 604398.6667 | 2000000 | 332.68 | 629823.7039 | 2000000 | 332.68 | 656318.2877 | 2000000 | 332.68 | 683927.4104 | 2000000 | 332.68 | 712697.9568 | 2000000 | 332.68 | 773920.805 | 2000000 | 332.68 | 806477.0735 | 2000000 | 332.68 | 840402.8757
| Business travel |  | Campus D | University Campus | Campus D | Yes | N/a |  |  | No | Business travel | Scope 3 | Flights Economy Short Haul - to/from UK (passenger km) |  | 2000000 | 332.68 | 556586.2709 | N/a | N/a | N/a | 2000000 | 332.68 | 556586.2709 | 2000000 | 332.68 | 556586.2709 | 2000000 | 332.68 | 580000 | 2000000 | 332.68 | 604398.6667 | 2000000 | 332.68 | 629823.7039 | 2000000 | 332.68 | 656318.2877 | 2000000 | 332.68 | 683927.4104 | 2000000 | 332.68 | 712697.9568 | 2000000 | 332.68 | 773920.805 | 2000000 | 332.68 | 806477.0735 | 2000000 | 332.68 | 840402.8757
| Grid electricity |  | New Science building | University Campus | Campus A | No | 2016/17 | 25000 |  | Yes | Premises - Grid Electricity | Scope 2 | Grid Electricity (kWh) |  | 1000000 | 0 | 0 | N/a | N/a | N/a | 0 | 0 | 0 | 0 | 0 | 0 | 1000000 | 438.087 | 112264.7967 | 1000000 | 427.1348 | 120295.6721 | 1000000 | 416.4565 | 120326.6787 | 1000000 | 406.045 | 121357.8171 | 1000000 | 395.8939 | 135389.0878 | 1000000 | 385.9966 | 136420.4914 | 1000000 | 376.3467 | 136675.5894 | 1000000 | 366.938 | 136708.2106 | 1000000 | 357.7645 | 136740.9705
| Natural gas |  | New Science building | University Campus | Campus A | No | 2016/17 |  |  | Yes | Premises - Natural gas | Scope 2 | Natural Gas - Direct (kWh) |  | 3000000 | 0 | 0 | N/a | N/a | N/a | 0 | 0 | 0 | 0 | 0 | 0 | 3000000 | 553.35 | 102176.203 | 3000000 | 553.35 | 108451.4891 | 3000000 | 553.35 | 105735.0338 | 3000000 | 553.35 | 103027.0848 | 3000000 | 553.35 | 100327.8974 | 3000000 | 553.35 | 106637.7343 | 3000000 | 553.35 | 107285.5723 | 3000000 | 553.35 | 107624.1395 | 3000000 | 553.35 | 107972.8637
[16 empty] | 0 | 0 | N/a | N/a | N/a | 0 | 0 | 0 | 0 | 0 | 0 | 0 | 0 | 0 | 0 | 0 | 0 | 0 | 0 | 0 | 0 | 0 | 0 | 0 | 0 | 0 | 0 | 0 | 0 | 0 | 0 | 0 | 0 | 0 | 0 | 0 | 0 | 0
[16 empty] | 0 | 0 | N/a | N/a | N/a | 0 | 0 | 0 | 0 | 0 | 0 | 0 | 0 | 0 | 0 | 0 | 0 | 0 | 0 | 0 | 0 | 0 | 0 | 0 | 0 | 0 | 0 | 0 | 0 | 0 | 0 | 0 | 0 | 0 | 0 | 0 | 0 | 0
[16 empty] | 0 | 0 | N/a | N/a | N/a | 0 | 0 | 0 | 0 | 0 | 0 | 0 | 0 | 0 | 0 | 0 | 0 | 0 | 0 | 0 | 0 | 0 | 0 | 0 | 0 | 0 | 0 | 0 | 0 | 0 | 0 | 0 | 0 | 0 | 0 | 0 | 0 | 0
[16 empty] | 0 | 0 | N/a | N/a | N/a | 0 | 0 | 0 | 0 | 0 | 0 | 0 | 0 | 0 | 0 | 0 | 0 | 0 | 0 | 0 | 0 | 0 | 0 | 0 | 0 | 0 | 0 | 0 | 0 | 0 | 0 | 0 | 0 | 0 | 0 | 0 | 0 | 0
[16 empty] | 0 | 0 | N/a | N/a | N/a | 0 | 0 | 0 | 0 | 0 | 0 | 0 | 0 | 0 | 0 | 0 | 0 | 0 | 0 | 0 | 0 | 0 | 0 | 0 | 0 | 0 | 0 | 0 | 0 | 0 | 0 | 0 | 0 | 0 | 0 | 0 | 0 | 0
[16 empty] | 0 | 0 | N/a | N/a | N/a | 0 | 0 | 0 | 0 | 0 | 0 | 0 | 0 | 0 | 0 | 0 | 0 | 0 | 0 | 0 | 0 | 0 | 0 | 0 | 0 | 0 | 0 | 0 | 0 | 0 | 0 | 0 | 0 | 0 | 0 | 0 | 0 | 0
[16 empty] | 0 | 0 | N/a | N/a | N/a | 0 | 0 | 0 | 0 | 0 | 0 | 0 | 0 | 0 | 0 | 0 | 0 | 0 | 0 | 0 | 0 | 0 | 0 | 0 | 0 | 0 | 0 | 0 | 0 | 0 | 0 | 0 | 0 | 0 | 0 | 0 | 0 | 0
[16 empty] | 0 | 0 | N/a | N/a | N/a | 0 | 0 | 0 | 0 | 0 | 0 | 0 | 0 | 0 | 0 | 0 | 0 | 0 | 0 | 0 | 0 | 0 | 0 | 0 | 0 | 0 | 0 | 0 | 0 | 0 | 0 | 0 | 0 | 0 | 0 | 0 | 0 | 0
[16 empty] | 0 | 0 | N/a | N/a | N/a | 0 | 0 | 0 | 0 | 0 | 0 | 0 | 0 | 0 | 0 | 0 | 0 | 0 | 0 | 0 | 0 | 0 | 0 | 0 | 0 | 0 | 0 | 0 | 0 | 0 | 0 | 0 | 0 | 0 | 0 | 0 | 0 | 0
[16 empty] | 0 | 0 | N/a | N/a | N/a | 0 | 0 | 0 | 0 | 0 | 0 | 0 | 0 | 0 | 0 | 0 | 0 | 0 | 0 | 0 | 0 | 0 | 0 | 0 | 0 | 0 | 0 | 0 | 0 | 0 | 0 | 0 | 0 | 0 | 0 | 0 | 0 | 0
[16 empty] | 0 | 0 | N/a | N/a | N/a | 0 | 0 | 0 | 0 | 0 | 0 | 0 | 0 | 0 | 0 | 0 | 0 | 0 | 0 | 0 | 0 | 0 | 0 | 0 | 0 | 0 | 0 | 0 | 0 | 0 | 0 | 0 | 0 | 0 | 0 | 0 | 0 | 0
[16 empty] | 0 | 0 | N/a | N/a | N/a | 0 | 0 | 0 | 0 | 0 | 0 | 0 | 0 | 0 | 0 | 0 | 0 | 0 | 0 | 0 | 0 | 0 | 0 | 0 | 0 | 0 | 0 | 0 | 0 | 0 | 0 | 0 | 0 | 0 | 0 | 0 | 0 | 0
[16 empty] | 0 | 0 | N/a | N/a | N/a | 0 | 0 | 0 | 0 | 0 | 0 | 0 | 0 | 0 | 0 | 0 | 0 | 0 | 0 | 0 | 0 | 0 | 0 | 0 | 0 | 0 | 0 | 0 | 0 | 0 | 0 | 0 | 0 | 0 | 0 | 0 | 0 | 0
[16 empty] | 0 | 0 | N/a | N/a | N/a | 0 | 0 | 0 | 0 | 0 | 0 | 0 | 0 | 0 | 0 | 0 | 0 | 0 | 0 | 0 | 0 | 0 | 0 | 0 | 0 | 0 | 0 | 0 | 0 | 0 | 0 | 0 | 0 | 0 | 0 | 0 | 0 | 0
[16 empty] | 0 | 0 | N/a | N/a | N/a | 0 | 0 | 0 | 0 | 0 | 0 | 0 | 0 | 0 | 0 | 0 | 0 | 0 | 0 | 0 | 0 | 0 | 0 | 0 | 0 | 0 | 0 | 0 | 0 | 0 | 0 | 0 | 0 | 0 | 0 | 0 | 0 | 0
[16 empty] | 0 | 0 | N/a | N/a | N/a | 0 | 0 | 0 | 0 | 0 | 0 | 0 | 0 | 0 | 0 | 0 | 0 | 0 | 0 | 0 | 0 | 0 | 0 | 0 | 0 | 0 | 0 | 0 | 0 | 0 | 0 | 0 | 0 | 0 | 0 | 0 | 0 | 0
[16 empty] | 0 | 0 | N/a | N/a | N/a | 0 | 0 | 0 | 0 | 0 | 0 | 0 | 0 | 0 | 0 | 0 | 0 | 0 | 0 | 0 | 0 | 0 | 0 | 0 | 0 | 0 | 0 | 0 | 0 | 0 | 0 | 0 | 0 | 0 | 0 | 0 | 0 | 0
[16 empty] | 0 | 0 | N/a | N/a | N/a | 0 | 0 | 0 | 0 | 0 | 0 | 0 | 0 | 0 | 0 | 0 | 0 | 0 | 0 | 0 | 0 | 0 | 0 | 0 | 0 | 0 | 0 | 0 | 0 | 0 | 0 | 0 | 0 | 0 | 0 | 0 | 0 | 0
[16 empty] | 0 | 0 | N/a | N/a | N/a | 0 | 0 | 0 | 0 | 0 | 0 | 0 | 0 | 0 | 0 | 0 | 0 | 0 | 0 | 0 | 0 | 0 | 0 | 0 | 0 | 0 | 0 | 0 | 0 | 0 | 0 | 0 | 0 | 0 | 0 | 0 | 0 | 0
[16 empty] | 0 | 0 | N/a | N/a | N/a | 0 | 0 | 0 | 0 | 0 | 0 | 0 | 0 | 0 | 0 | 0 | 0 | 0 | 0 | 0 | 0 | 0 | 0 | 0 | 0 | 0 | 0 | 0 | 0 | 0 | 0 | 0 | 0 | 0 | 0 | 0 | 0 | 0
[16 empty] | 0 | 0 | N/a | N/a | N/a | 0 | 0 | 0 | 0 | 0 | 0 | 0 | 0 | 0 | 0 | 0 | 0 | 0 | 0 | 0 | 0 | 0 | 0 | 0 | 0 | 0 | 0 | 0 | 0 | 0 | 0 | 0 | 0 | 0 | 0 | 0 | 0 | 0
[16 empty] | 0 | 0 | N/a | N/a | N/a | 0 | 0 | 0 | 0 | 0 | 0 | 0 | 0 | 0 | 0 | 0 | 0 | 0 | 0 | 0 | 0 | 0 | 0 | 0 | 0 | 0 | 0 | 0 | 0 | 0 | 0 | 0 | 0 | 0 | 0 | 0 | 0 | 0
[16 empty] | 0 | 0 | N/a | N/a | N/a | 0 | 0 | 0 | 0 | 0 | 0 | 0 | 0 | 0 | 0 | 0 | 0 | 0 | 0 | 0 | 0 | 0 | 0 | 0 | 0 | 0 | 0 | 0 | 0 | 0 | 0 | 0 | 0 | 0 | 0 | 0 | 0 | 0
[16 empty] | 0 | 0 | N/a | N/a | N/a | 0 | 0 | 0 | 0 | 0 | 0 | 0 | 0 | 0 | 0 | 0 | 0 | 0 | 0 | 0 | 0 | 0 | 0 | 0 | 0 | 0 | 0 | 0 | 0 | 0 | 0 | 0 | 0 | 0 | 0 | 0 | 0 | 0
[16 empty] | 0 | 0 | N/a | N/a | N/a | 0 | 0 | 0 | 0 | 0 | 0 | 0 | 0 | 0 | 0 | 0 | 0 | 0 | 0 | 0 | 0 | 0 | 0 | 0 | 0 | 0 | 0 | 0 | 0 | 0 | 0 | 0 | 0 | 0 | 0 | 0 | 0 | 0
[16 empty] | 0 | 0 | N/a | N/a | N/a | 0 | 0 | 0 | 0 | 0 | 0 | 0 | 0 | 0 | 0 | 0 | 0 | 0 | 0 | 0 | 0 | 0 | 0 | 0 | 0 | 0 | 0 | 0 | 0 | 0 | 0 | 0 | 0 | 0 | 0 | 0 | 0 | 0
[16 empty] | 0 | 0 | N/a | N/a | N/a | 0 | 0 | 0 | 0 | 0 | 0 | 0 | 0 | 0 | 0 | 0 | 0 | 0 | 0 | 0 | 0 | 0 | 0 | 0 | 0 | 0 | 0 | 0 | 0 | 0 | 0 | 0 | 0 | 0 | 0 | 0 | 0 | 0
[16 empty] | 0 | 0 | N/a | N/a | N/a | 0 | 0 | 0 | 0 | 0 | 0 | 0 | 0 | 0 | 0 | 0 | 0 | 0 | 0 | 0 | 0 | 0 | 0 | 0 | 0 | 0 | 0 | 0 | 0 | 0 | 0 | 0 | 0 | 0 | 0 | 0 | 0 | 0
[16 empty] | 0 | 0 | N/a | N/a | N/a | 0 | 0 | 0 | 0 | 0 | 0 | 0 | 0 | 0 | 0 | 0 | 0 | 0 | 0 | 0 | 0 | 0 | 0 | 0 | 0 | 0 | 0 | 0 | 0 | 0 | 0 | 0 | 0 | 0 | 0 | 0 | 0 | 0
[16 empty] | 0 | 0 | N/a | N/a | N/a | 0 | 0 | 0 | 0 | 0 | 0 | 0 | 0 | 0 | 0 | 0 | 0 | 0 | 0 | 0 | 0 | 0 | 0 | 0 | 0 | 0 | 0 | 0 | 0 | 0 | 0 | 0 | 0 | 0 | 0 | 0 | 0 | 0
[16 empty] | 0 | 0 | N/a | N/a | N/a | 0 | 0 | 0 | 0 | 0 | 0 | 0 | 0 | 0 | 0 | 0 | 0 | 0 | 0 | 0 | 0 | 0 | 0 | 0 | 0 | 0 | 0 | 0 | 0 | 0 | 0 | 0 | 0 | 0 | 0 | 0 | 0 | 0
[16 empty] | 0 | 0 | N/a | N/a | N/a | 0 | 0 | 0 | 0 | 0 | 0 | 0 | 0 | 0 | 0 | 0 | 0 | 0 | 0 | 0 | 0 | 0 | 0 | 0 | 0 | 0 | 0 | 0 | 0 | 0 | 0 | 0 | 0 | 0 | 0 | 0 | 0 | 0
[16 empty] | 0 | 0 | N/a | N/a | N/a | 0 | 0 | 0 | 0 | 0 | 0 | 0 | 0 | 0 | 0 | 0 | 0 | 0 | 0 | 0 | 0 | 0 | 0 | 0 | 0 | 0 | 0 | 0 | 0 | 0 | 0 | 0 | 0 | 0 | 0 | 0 | 0 | 0
[16 empty] | 0 | 0 | N/a | N/a | N/a | 0 | 0 | 0 | 0 | 0 | 0 | 0 | 0 | 0 | 0 | 0 | 0 | 0 | 0 | 0 | 0 | 0 | 0 | 0 | 0 | 0 | 0 | 0 | 0 | 0 | 0 | 0 | 0 | 0 | 0 | 0 | 0 | 0
[16 empty] | 0 | 0 | N/a | N/a | N/a | 0 | 0 | 0 | 0 | 0 | 0 | 0 | 0 | 0 | 0 | 0 | 0 | 0 | 0 | 0 | 0 | 0 | 0 | 0 | 0 | 0 | 0 | 0 | 0 | 0 | 0 | 0 | 0 | 0 | 0 | 0 | 0 | 0
[16 empty] | 0 | 0 | N/a | N/a | N/a | 0 | 0 | 0 | 0 | 0 | 0 | 0 | 0 | 0 | 0 | 0 | 0 | 0 | 0 | 0 | 0 | 0 | 0 | 0 | 0 | 0 | 0 | 0 | 0 | 0 | 0 | 0 | 0 | 0 | 0 | 0 | 0 | 0
[16 empty] | 0 | 0 | N/a | N/a | N/a | 0 | 0 | 0 | 0 | 0 | 0 | 0 | 0 | 0 | 0 | 0 | 0 | 0 | 0 | 0 | 0 | 0 | 0 | 0 | 0 | 0 | 0 | 0 | 0 | 0 | 0 | 0 | 0 | 0 | 0 | 0 | 0 | 0
[16 empty] | 0 | 0 | N/a | N/a | N/a | 0 | 0 | 0 | 0 | 0 | 0 | 0 | 0 | 0 | 0 | 0 | 0 | 0 | 0 | 0 | 0 | 0 | 0 | 0 | 0 | 0 | 0 | 0 | 0 | 0 | 0 | 0 | 0 | 0 | 0 | 0 | 0 | 0
[16 empty] | 0 | 0 | N/a | N/a | N/a | 0 | 0 | 0 | 0 | 0 | 0 | 0 | 0 | 0 | 0 | 0 | 0 | 0 | 0 | 0 | 0 | 0 | 0 | 0 | 0 | 0 | 0 | 0 | 0 | 0 | 0 | 0 | 0 | 0 | 0 | 0 | 0 | 0
[16 empty] | 0 | 0 | N/a | N/a | N/a | 0 | 0 | 0 | 0 | 0 | 0 | 0 | 0 | 0 | 0 | 0 | 0 | 0 | 0 | 0 | 0 | 0 | 0 | 0 | 0 | 0 | 0 | 0 | 0 | 0 | 0 | 0 | 0 | 0 | 0 | 0 | 0 | 0
[16 empty] | 0 | 0 | N/a | N/a | N/a | 0 | 0 | 0 | 0 | 0 | 0 | 0 | 0 | 0 | 0 | 0 | 0 | 0 | 0 | 0 | 0 | 0 | 0 | 0 | 0 | 0 | 0 | 0 | 0 | 0 | 0 | 0 | 0 | 0 | 0 | 0 | 0 | 0
[16 empty] | 0 | 0 | N/a | N/a | N/a | 0 | 0 | 0 | 0 | 0 | 0 | 0 | 0 | 0 | 0 | 0 | 0 | 0 | 0 | 0 | 0 | 0 | 0 | 0 | 0 | 0 | 0 | 0 | 0 | 0 | 0 | 0 | 0 | 0 | 0 | 0 | 0 | 0
[16 empty] | 0 | 0 | N/a | N/a | N/a | 0 | 0 | 0 | 0 | 0 | 0 | 0 | 0 | 0 | 0 | 0 | 0 | 0 | 0 | 0 | 0 | 0 | 0 | 0 | 0 | 0 | 0 | 0 | 0 | 0 | 0 | 0 | 0 | 0 | 0 | 0 | 0 | 0
[16 empty] | 0 | 0 | N/a | N/a | N/a | 0 | 0 | 0 | 0 | 0 | 0 | 0 | 0 | 0 | 0 | 0 | 0 | 0 | 0 | 0 | 0 | 0 | 0 | 0 | 0 | 0 | 0 | 0 | 0 | 0 | 0 | 0 | 0 | 0 | 0 | 0 | 0 | 0
[16 empty] | 0 | 0 | N/a | N/a | N/a | 0 | 0 | 0 | 0 | 0 | 0 | 0 | 0 | 0 | 0 | 0 | 0 | 0 | 0 | 0 | 0 | 0 | 0 | 0 | 0 | 0 | 0 | 0 | 0 | 0 | 0 | 0 | 0 | 0 | 0 | 0 | 0 | 0
[16 empty] | 0 | 0 | N/a | N/a | N/a | 0 | 0 | 0 | 0 | 0 | 0 | 0 | 0 | 0 | 0 | 0 | 0 | 0 | 0 | 0 | 0 | 0 | 0 | 0 | 0 | 0 | 0 | 0 | 0 | 0 | 0 | 0 | 0 | 0 | 0 | 0 | 0 | 0
[16 empty] | 0 | 0 | N/a | N/a | N/a | 0 | 0 | 0 | 0 | 0 | 0 | 0 | 0 | 0 | 0 | 0 | 0 | 0 | 0 | 0 | 0 | 0 | 0 | 0 | 0 | 0 | 0 | 0 | 0 | 0 | 0 | 0 | 0 | 0 | 0 | 0 | 0 | 0
[16 empty] | 0 | 0 | N/a | N/a | N/a | 0 | 0 | 0 | 0 | 0 | 0 | 0 | 0 | 0 | 0 | 0 | 0 | 0 | 0 | 0 | 0 | 0 | 0 | 0 | 0 | 0 | 0 | 0 | 0 | 0 | 0 | 0 | 0 | 0 | 0 | 0 | 0 | 0
[16 empty] | 0 | 0 | N/a | N/a | N/a | 0 | 0 | 0 | 0 | 0 | 0 | 0 | 0 | 0 | 0 | 0 | 0 | 0 | 0 | 0 | 0 | 0 | 0 | 0 | 0 | 0 | 0 | 0 | 0 | 0 | 0 | 0 | 0 | 0 | 0 | 0 | 0 | 0
[16 empty] | 0 | 0 | N/a | N/a | N/a | 0 | 0 | 0 | 0 | 0 | 0 | 0 | 0 | 0 | 0 | 0 | 0 | 0 | 0 | 0 | 0 | 0 | 0 | 0 | 0 | 0 | 0 | 0 | 0 | 0 | 0 | 0 | 0 | 0 | 0 | 0 | 0 | 0
[16 empty] | 0 | 0 | N/a | N/a | N/a | 0 | 0 | 0 | 0 | 0 | 0 | 0 | 0 | 0 | 0 | 0 | 0 | 0 | 0 | 0 | 0 | 0 | 0 | 0 | 0 | 0 | 0 | 0 | 0 | 0 | 0 | 0 | 0 | 0 | 0 | 0 | 0 | 0
[16 empty] | 0 | 0 | N/a | N/a | N/a | 0 | 0 | 0 | 0 | 0 | 0 | 0 | 0 | 0 | 0 | 0 | 0 | 0 | 0 | 0 | 0 | 0 | 0 | 0 | 0 | 0 | 0 | 0 | 0 | 0 | 0 | 0 | 0 | 0 | 0 | 0 | 0 | 0
[16 empty] | 0 | 0 | N/a | N/a | N/a | 0 | 0 | 0 | 0 | 0 | 0 | 0 | 0 | 0 | 0 | 0 | 0 | 0 | 0 | 0 | 0 | 0 | 0 | 0 | 0 | 0 | 0 | 0 | 0 | 0 | 0 | 0 | 0 | 0 | 0 | 0 | 0 | 0
[16 empty] | 0 | 0 | N/a | N/a | N/a | 0 | 0 | 0 | 0 | 0 | 0 | 0 | 0 | 0 | 0 | 0 | 0 | 0 | 0 | 0 | 0 | 0 | 0 | 0 | 0 | 0 | 0 | 0 | 0 | 0 | 0 | 0 | 0 | 0 | 0 | 0 | 0 | 0
[16 empty] | 0 | 0 | N/a | N/a | N/a | 0 | 0 | 0 | 0 | 0 | 0 | 0 | 0 | 0 | 0 | 0 | 0 | 0 | 0 | 0 | 0 | 0 | 0 | 0 | 0 | 0 | 0 | 0 | 0 | 0 | 0 | 0 | 0 | 0 | 0 | 0 | 0 | 0
[16 empty] | 0 | 0 | N/a | N/a | N/a | 0 | 0 | 0 | 0 | 0 | 0 | 0 | 0 | 0 | 0 | 0 | 0 | 0 | 0 | 0 | 0 | 0 | 0 | 0 | 0 | 0 | 0 | 0 | 0 | 0 | 0 | 0 | 0 | 0 | 0 | 0 | 0 | 0
[16 empty] | 0 | 0 | N/a | N/a | N/a | 0 | 0 | 0 | 0 | 0 | 0 | 0 | 0 | 0 | 0 | 0 | 0 | 0 | 0 | 0 | 0 | 0 | 0 | 0 | 0 | 0 | 0 | 0 | 0 | 0 | 0 | 0 | 0 | 0 | 0 | 0 | 0 | 0
[16 empty] | 0 | 0 | N/a | N/a | N/a | 0 | 0 | 0 | 0 | 0 | 0 | 0 | 0 | 0 | 0 | 0 | 0 | 0 | 0 | 0 | 0 | 0 | 0 | 0 | 0 | 0 | 0 | 0 | 0 | 0 | 0 | 0 | 0 | 0 | 0 | 0 | 0 | 0
[16 empty] | 0 | 0 | N/a | N/a | N/a | 0 | 0 | 0 | 0 | 0 | 0 | 0 | 0 | 0 | 0 | 0 | 0 | 0 | 0 | 0 | 0 | 0 | 0 | 0 | 0 | 0 | 0 | 0 | 0 | 0 | 0 | 0 | 0 | 0 | 0 | 0 | 0 | 0
[16 empty] | 0 | 0 | N/a | N/a | N/a | 0 | 0 | 0 | 0 | 0 | 0 | 0 | 0 | 0 | 0 | 0 | 0 | 0 | 0 | 0 | 0 | 0 | 0 | 0 | 0 | 0 | 0 | 0 | 0 | 0 | 0 | 0 | 0 | 0 | 0 | 0 | 0 | 0
[16 empty] | 0 | 0 | N/a | N/a | N/a | 0 | 0 | 0 | 0 | 0 | 0 | 0 | 0 | 0 | 0 | 0 | 0 | 0 | 0 | 0 | 0 | 0 | 0 | 0 | 0 | 0 | 0 | 0 | 0 | 0 | 0 | 0 | 0 | 0 | 0 | 0 | 0 | 0
[16 empty] | 0 | 0 | N/a | N/a | N/a | 0 | 0 | 0 | 0 | 0 | 0 | 0 | 0 | 0 | 0 | 0 | 0 | 0 | 0 | 0 | 0 | 0 | 0 | 0 | 0 | 0 | 0 | 0 | 0 | 0 | 0 | 0 | 0 | 0 | 0 | 0 | 0 | 0
[16 empty] | 0 | 0 | N/a | N/a | N/a | 0 | 0 | 0 | 0 | 0 | 0 | 0 | 0 | 0 | 0 | 0 | 0 | 0 | 0 | 0 | 0 | 0 | 0 | 0 | 0 | 0 | 0 | 0 | 0 | 0 | 0 | 0 | 0 | 0 | 0 | 0 | 0 | 0
[16 empty] | 0 | 0 | N/a | N/a | N/a | 0 | 0 | 0 | 0 | 0 | 0 | 0 | 0 | 0 | 0 | 0 | 0 | 0 | 0 | 0 | 0 | 0 | 0 | 0 | 0 | 0 | 0 | 0 | 0 | 0 | 0 | 0 | 0 | 0 | 0 | 0 | 0 | 0
[16 empty] | 0 | 0 | N/a | N/a | N/a | 0 | 0 | 0 | 0 | 0 | 0 | 0 | 0 | 0 | 0 | 0 | 0 | 0 | 0 | 0 | 0 | 0 | 0 | 0 | 0 | 0 | 0 | 0 | 0 | 0 | 0 | 0 | 0 | 0 | 0 | 0 | 0 | 0
[16 empty] | 0 | 0 | N/a | N/a | N/a | 0 | 0 | 0 | 0 | 0 | 0 | 0 | 0 | 0 | 0 | 0 | 0 | 0 | 0 | 0 | 0 | 0 | 0 | 0 | 0 | 0 | 0 | 0 | 0 | 0 | 0 | 0 | 0 | 0 | 0 | 0 | 0 | 0
[16 empty] | 0 | 0 | N/a | N/a | N/a | 0 | 0 | 0 | 0 | 0 | 0 | 0 | 0 | 0 | 0 | 0 | 0 | 0 | 0 | 0 | 0 | 0 | 0 | 0 | 0 | 0 | 0 | 0 | 0 | 0 | 0 | 0 | 0 | 0 | 0 | 0 | 0 | 0
[16 empty] | 0 | 0 | N/a | N/a | N/a | 0 | 0 | 0 | 0 | 0 | 0 | 0 | 0 | 0 | 0 | 0 | 0 | 0 | 0 | 0 | 0 | 0 | 0 | 0 | 0 | 0 | 0 | 0 | 0 | 0 | 0 | 0 | 0 | 0 | 0 | 0 | 0 | 0
[16 empty] | 0 | 0 | N/a | N/a | N/a | 0 | 0 | 0 | 0 | 0 | 0 | 0 | 0 | 0 | 0 | 0 | 0 | 0 | 0 | 0 | 0 | 0 | 0 | 0 | 0 | 0 | 0 | 0 | 0 | 0 | 0 | 0 | 0 | 0 | 0 | 0 | 0 | 0
[16 empty] | 0 | 0 | N/a | N/a | N/a | 0 | 0 | 0 | 0 | 0 | 0 | 0 | 0 | 0 | 0 | 0 | 0 | 0 | 0 | 0 | 0 | 0 | 0 | 0 | 0 | 0 | 0 | 0 | 0 | 0 | 0 | 0 | 0 | 0 | 0 | 0 | 0 | 0
[16 empty] | 0 | 0 | N/a | N/a | N/a | 0 | 0 | 0 | 0 | 0 | 0 | 0 | 0 | 0 | 0 | 0 | 0 | 0 | 0 | 0 | 0 | 0 | 0 | 0 | 0 | 0 | 0 | 0 | 0 | 0 | 0 | 0 | 0 | 0 | 0 | 0 | 0 | 0
[16 empty] | 0 | 0 | N/a | N/a | N/a | 0 | 0 | 0 | 0 | 0 | 0 | 0 | 0 | 0 | 0 | 0 | 0 | 0 | 0 | 0 | 0 | 0 | 0 | 0 | 0 | 0 | 0 | 0 | 0 | 0 | 0 | 0 | 0 | 0 | 0 | 0 | 0 | 0
[16 empty] | 0 | 0 | N/a | N/a | N/a | 0 | 0 | 0 | 0 | 0 | 0 | 0 | 0 | 0 | 0 | 0 | 0 | 0 | 0 | 0 | 0 | 0 | 0 | 0 | 0 | 0 | 0 | 0 | 0 | 0 | 0 | 0 | 0 | 0 | 0 | 0 | 0 | 0
[16 empty] | 0 | 0 | N/a | N/a | N/a | 0 | 0 | 0 | 0 | 0 | 0 | 0 | 0 | 0 | 0 | 0 | 0 | 0 | 0 | 0 | 0 | 0 | 0 | 0 | 0 | 0 | 0 | 0 | 0 | 0 | 0 | 0 | 0 | 0 | 0 | 0 | 0 | 0
[16 empty] | 0 | 0 | N/a | N/a | N/a | 0 | 0 | 0 | 0 | 0 | 0 | 0 | 0 | 0 | 0 | 0 | 0 | 0 | 0 | 0 | 0 | 0 | 0 | 0 | 0 | 0 | 0 | 0 | 0 | 0 | 0 | 0 | 0 | 0 | 0 | 0 | 0 | 0
[16 empty] | 0 | 0 | N/a | N/a | N/a | 0 | 0 | 0 | 0 | 0 | 0 | 0 | 0 | 0 | 0 | 0 | 0 | 0 | 0 | 0 | 0 | 0 | 0 | 0 | 0 | 0 | 0 | 0 | 0 | 0 | 0 | 0 | 0 | 0 | 0 | 0 | 0 | 0
[16 empty] | 0 | 0 | N/a | N/a | N/a | 0 | 0 | 0 | 0 | 0 | 0 | 0 | 0 | 0 | 0 | 0 | 0 | 0 | 0 | 0 | 0 | 0 | 0 | 0 | 0 | 0 | 0 | 0 | 0 | 0 | 0 | 0 | 0 | 0 | 0 | 0 | 0 | 0
[16 empty] | 0 | 0 | N/a | N/a | N/a | 0 | 0 | 0 | 0 | 0 | 0 | 0 | 0 | 0 | 0 | 0 | 0 | 0 | 0 | 0 | 0 | 0 | 0 | 0 | 0 | 0 | 0 | 0 | 0 | 0 | 0 | 0 | 0 | 0 | 0 | 0 | 0 | 0
[16 empty] | 0 | 0 | N/a | N/a | N/a | 0 | 0 | 0 | 0 | 0 | 0 | 0 | 0 | 0 | 0 | 0 | 0 | 0 | 0 | 0 | 0 | 0 | 0 | 0 | 0 | 0 | 0 | 0 | 0 | 0 | 0 | 0 | 0 | 0 | 0 | 0 | 0 | 0
[16 empty] | 0 | 0 | N/a | N/a | N/a | 0 | 0 | 0 | 0 | 0 | 0 | 0 | 0 | 0 | 0 | 0 | 0 | 0 | 0 | 0 | 0 | 0 | 0 | 0 | 0 | 0 | 0 | 0 | 0 | 0 | 0 | 0 | 0 | 0 | 0 | 0 | 0 | 0
[16 empty] | 0 | 0 | N/a | N/a | N/a | 0 | 0 | 0 | 0 | 0 | 0 | 0 | 0 | 0 | 0 | 0 | 0 | 0 | 0 | 0 | 0 | 0 | 0 | 0 | 0 | 0 | 0 | 0 | 0 | 0 | 0 | 0 | 0 | 0 | 0 | 0 | 0 | 0
[16 empty] | 0 | 0 | N/a | N/a | N/a | 0 | 0 | 0 | 0 | 0 | 0 | 0 | 0 | 0 | 0 | 0 | 0 | 0 | 0 | 0 | 0 | 0 | 0 | 0 | 0 | 0 | 0 | 0 | 0 | 0 | 0 | 0 | 0 | 0 | 0 | 0 | 0 | 0
[16 empty] | 0 | 0 | N/a | N/a | N/a | 0 | 0 | 0 | 0 | 0 | 0 | 0 | 0 | 0 | 0 | 0 | 0 | 0 | 0 | 0 | 0 | 0 | 0 | 0 | 0 | 0 | 0 | 0 | 0 | 0 | 0 | 0 | 0 | 0 | 0 | 0 | 0 | 0
[16 empty] | 0 | 0 | N/a | N/a | N/a | 0 | 0 | 0 | 0 | 0 | 0 | 0 | 0 | 0 | 0 | 0 | 0 | 0 | 0 | 0 | 0 | 0 | 0 | 0 | 0 | 0 | 0 | 0 | 0 | 0 | 0 | 0 | 0 | 0 | 0 | 0 | 0 | 0
[16 empty] | 0 | 0 | N/a | N/a | N/a | 0 | 0 | 0 | 0 | 0 | 0 | 0 | 0 | 0 | 0 | 0 | 0 | 0 | 0 | 0 | 0 | 0 | 0 | 0 | 0 | 0 | 0 | 0 | 0 | 0 | 0 | 0 | 0 | 0 | 0 | 0 | 0 | 0
[16 empty] | 0 | 0 | N/a | N/a | N/a | 0 | 0 | 0 | 0 | 0 | 0 | 0 | 0 | 0 | 0 | 0 | 0 | 0 | 0 | 0 | 0 | 0 | 0 | 0 | 0 | 0 | 0 | 0 | 0 | 0 | 0 | 0 | 0 | 0 | 0 | 0 | 0 | 0
[16 empty] | 0 | 0 | N/a | N/a | N/a | 0 | 0 | 0 | 0 | 0 | 0 | 0 | 0 | 0 | 0 | 0 | 0 | 0 | 0 | 0 | 0 | 0 | 0 | 0 | 0 | 0 | 0 | 0 | 0 | 0 | 0 | 0 | 0 | 0 | 0 | 0 | 0 | 0
[16 empty] | 0 | 0 | N/a | N/a | N/a | 0 | 0 | 0 | 0 | 0 | 0 | 0 | 0 | 0 | 0 | 0 | 0 | 0 | 0 | 0 | 0 | 0 | 0 | 0 | 0 | 0 | 0 | 0 | 0 | 0 | 0 | 0 | 0 | 0 | 0 | 0 | 0 | 0
[16 empty] | 0 | 0 | N/a | N/a | N/a | 0 | 0 | 0 | 0 | 0 | 0 | 0 | 0 | 0 | 0 | 0 | 0 | 0 | 0 | 0 | 0 | 0 | 0 | 0 | 0 | 0 | 0 | 0 | 0 | 0 | 0 | 0 | 0 | 0 | 0 | 0 | 0 | 0
[16 empty] | 0 | 0 | N/a | N/a | N/a | 0 | 0 | 0 | 0 | 0 | 0 | 0 | 0 | 0 | 0 | 0 | 0 | 0 | 0 | 0 | 0 | 0 | 0 | 0 | 0 | 0 | 0 | 0 | 0 | 0 | 0 | 0 | 0 | 0 | 0 | 0 | 0 | 0
[16 empty] | 0 | 0 | N/a | N/a | N/a | 0 | 0 | 0 | 0 | 0 | 0 | 0 | 0 | 0 | 0 | 0 | 0 | 0 | 0 | 0 | 0 | 0 | 0 | 0 | 0 | 0 | 0 | 0 | 0 | 0 | 0 | 0 | 0 | 0 | 0 | 0 | 0 | 0
[16 empty] | 0 | 0 | N/a | N/a | N/a | 0 | 0 | 0 | 0 | 0 | 0 | 0 | 0 | 0 | 0 | 0 | 0 | 0 | 0 | 0 | 0 | 0 | 0 | 0 | 0 | 0 | 0 | 0 | 0 | 0 | 0 | 0 | 0 | 0 | 0 | 0 | 0 | 0
[16 empty] | 0 | 0 | N/a | N/a | N/a | 0 | 0 | 0 | 0 | 0 | 0 | 0 | 0 | 0 | 0 | 0 | 0 | 0 | 0 | 0 | 0 | 0 | 0 | 0 | 0 | 0 | 0 | 0 | 0 | 0 | 0 | 0 | 0 | 0 | 0 | 0 | 0 | 0
[16 empty] | 0 | 0 | N/a | N/a | N/a | 0 | 0 | 0 | 0 | 0 | 0 | 0 | 0 | 0 | 0 | 0 | 0 | 0 | 0 | 0 | 0 | 0 | 0 | 0 | 0 | 0 | 0 | 0 | 0 | 0 | 0 | 0 | 0 | 0 | 0 | 0 | 0 | 0
[16 empty] | 0 | 0 | N/a | N/a | N/a | 0 | 0 | 0 | 0 | 0 | 0 | 0 | 0 | 0 | 0 | 0 | 0 | 0 | 0 | 0 | 0 | 0 | 0 | 0 | 0 | 0 | 0 | 0 | 0 | 0 | 0 | 0 | 0 | 0 | 0 | 0 | 0 | 0
[16 empty] | 0 | 0 | N/a | N/a | N/a | 0 | 0 | 0 | 0 | 0 | 0 | 0 | 0 | 0 | 0 | 0 | 0 | 0 | 0 | 0 | 0 | 0 | 0 | 0 | 0 | 0 | 0 | 0 | 0 | 0 | 0 | 0 | 0 | 0 | 0 | 0 | 0 | 0
[16 empty] | 0 | 0 | N/a | N/a | N/a | 0 | 0 | 0 | 0 | 0 | 0 | 0 | 0 | 0 | 0 | 0 | 0 | 0 | 0 | 0 | 0 | 0 | 0 | 0 | 0 | 0 | 0 | 0 | 0 | 0 | 0 | 0 | 0 | 0 | 0 | 0 | 0 | 0
[16 empty] | 0 | 0 | N/a | N/a | N/a | 0 | 0 | 0 | 0 | 0 | 0 | 0 | 0 | 0 | 0 | 0 | 0 | 0 | 0 | 0 | 0 | 0 | 0 | 0 | 0 | 0 | 0 | 0 | 0 | 0 | 0 | 0 | 0 | 0 | 0 | 0 | 0 | 0
[16 empty] | 0 | 0 | N/a | N/a | N/a | 0 | 0 | 0 | 0 | 0 | 0 | 0 | 0 | 0 | 0 | 0 | 0 | 0 | 0 | 0 | 0 | 0 | 0 | 0 | 0 | 0 | 0 | 0 | 0 | 0 | 0 | 0 | 0 | 0 | 0 | 0 | 0 | 0
[16 empty] | 0 | 0 | N/a | N/a | N/a | 0 | 0 | 0 | 0 | 0 | 0 | 0 | 0 | 0 | 0 | 0 | 0 | 0 | 0 | 0 | 0 | 0 | 0 | 0 | 0 | 0 | 0 | 0 | 0 | 0 | 0 | 0 | 0 | 0 | 0 | 0 | 0 | 0
[16 empty] | 0 | 0 | N/a | N/a | N/a | 0 | 0 | 0 | 0 | 0 | 0 | 0 | 0 | 0 | 0 | 0 | 0 | 0 | 0 | 0 | 0 | 0 | 0 | 0 | 0 | 0 | 0 | 0 | 0 | 0 | 0 | 0 | 0 | 0 | 0 | 0 | 0 | 0
[16 empty] | 0 | 0 | N/a | N/a | N/a | 0 | 0 | 0 | 0 | 0 | 0 | 0 | 0 | 0 | 0 | 0 | 0 | 0 | 0 | 0 | 0 | 0 | 0 | 0 | 0 | 0 | 0 | 0 | 0 | 0 | 0 | 0 | 0 | 0 | 0 | 0 | 0 | 0
[16 empty] | 0 | 0 | N/a | N/a | N/a | 0 | 0 | 0 | 0 | 0 | 0 | 0 | 0 | 0 | 0 | 0 | 0 | 0 | 0 | 0 | 0 | 0 | 0 | 0 | 0 | 0 | 0 | 0 | 0 | 0 | 0 | 0 | 0 | 0 | 0 | 0 | 0 | 0
[16 empty] | 0 | 0 | N/a | N/a | N/a | 0 | 0 | 0 | 0 | 0 | 0 | 0 | 0 | 0 | 0 | 0 | 0 | 0 | 0 | 0 | 0 | 0 | 0 | 0 | 0 | 0 | 0 | 0 | 0 | 0 | 0 | 0 | 0 | 0 | 0 | 0 | 0 | 0
[16 empty] | 0 | 0 | N/a | N/a | N/a | 0 | 0 | 0 | 0 | 0 | 0 | 0 | 0 | 0 | 0 | 0 | 0 | 0 | 0 | 0 | 0 | 0 | 0 | 0 | 0 | 0 | 0 | 0 | 0 | 0 | 0 | 0 | 0 | 0 | 0 | 0 | 0 | 0
[16 empty] | 0 | 0 | N/a | N/a | N/a | 0 | 0 | 0 | 0 | 0 | 0 | 0 | 0 | 0 | 0 | 0 | 0 | 0 | 0 | 0 | 0 | 0 | 0 | 0 | 0 | 0 | 0 | 0 | 0 | 0 | 0 | 0 | 0 | 0 | 0 | 0 | 0 | 0
[16 empty] | 0 | 0 | N/a | N/a | N/a | 0 | 0 | 0 | 0 | 0 | 0 | 0 | 0 | 0 | 0 | 0 | 0 | 0 | 0 | 0 | 0 | 0 | 0 | 0 | 0 | 0 | 0 | 0 | 0 | 0 | 0 | 0 | 0 | 0 | 0 | 0 | 0 | 0
[16 empty] | 0 | 0 | N/a | N/a | N/a | 0 | 0 | 0 | 0 | 0 | 0 | 0 | 0 | 0 | 0 | 0 | 0 | 0 | 0 | 0 | 0 | 0 | 0 | 0 | 0 | 0 | 0 | 0 | 0 | 0 | 0 | 0 | 0 | 0 | 0 | 0 | 0 | 0
[16 empty] | 0 | 0 | N/a | N/a | N/a | 0 | 0 | 0 | 0 | 0 | 0 | 0 | 0 | 0 | 0 | 0 | 0 | 0 | 0 | 0 | 0 | 0 | 0 | 0 | 0 | 0 | 0 | 0 | 0 | 0 | 0 | 0 | 0 | 0 | 0 | 0 | 0 | 0
[16 empty] | 0 | 0 | N/a | N/a | N/a | 0 | 0 | 0 | 0 | 0 | 0 | 0 | 0 | 0 | 0 | 0 | 0 | 0 | 0 | 0 | 0 | 0 | 0 | 0 | 0 | 0 | 0 | 0 | 0 | 0 | 0 | 0 | 0 | 0 | 0 | 0 | 0 | 0
[16 empty] | 0 | 0 | N/a | N/a | N/a | 0 | 0 | 0 | 0 | 0 | 0 | 0 | 0 | 0 | 0 | 0 | 0 | 0 | 0 | 0 | 0 | 0 | 0 | 0 | 0 | 0 | 0 | 0 | 0 | 0 | 0 | 0 | 0 | 0 | 0 | 0 | 0 | 0
[16 empty] | 0 | 0 | N/a | N/a | N/a | 0 | 0 | 0 | 0 | 0 | 0 | 0 | 0 | 0 | 0 | 0 | 0 | 0 | 0 | 0 | 0 | 0 | 0 | 0 | 0 | 0 | 0 | 0 | 0 | 0 | 0 | 0 | 0 | 0 | 0 | 0 | 0 | 0
[16 empty] | 0 | 0 | N/a | N/a | N/a | 0 | 0 | 0 | 0 | 0 | 0 | 0 | 0 | 0 | 0 | 0 | 0 | 0 | 0 | 0 | 0 | 0 | 0 | 0 | 0 | 0 | 0 | 0 | 0 | 0 | 0 | 0 | 0 | 0 | 0 | 0 | 0 | 0
[16 empty] | 0 | 0 | N/a | N/a | N/a | 0 | 0 | 0 | 0 | 0 | 0 | 0 | 0 | 0 | 0 | 0 | 0 | 0 | 0 | 0 | 0 | 0 | 0 | 0 | 0 | 0 | 0 | 0 | 0 | 0 | 0 | 0 | 0 | 0 | 0 | 0 | 0 | 0
[16 empty] | 0 | 0 | N/a | N/a | N/a | 0 | 0 | 0 | 0 | 0 | 0 | 0 | 0 | 0 | 0 | 0 | 0 | 0 | 0 | 0 | 0 | 0 | 0 | 0 | 0 | 0 | 0 | 0 | 0 | 0 | 0 | 0 | 0 | 0 | 0 | 0 | 0 | 0
[16 empty] | 0 | 0 | N/a | N/a | N/a | 0 | 0 | 0 | 0 | 0 | 0 | 0 | 0 | 0 | 0 | 0 | 0 | 0 | 0 | 0 | 0 | 0 | 0 | 0 | 0 | 0 | 0 | 0 | 0 | 0 | 0 | 0 | 0 | 0 | 0 | 0 | 0 | 0
[16 empty] | 0 | 0 | N/a | N/a | N/a | 0 | 0 | 0 | 0 | 0 | 0 | 0 | 0 | 0 | 0 | 0 | 0 | 0 | 0 | 0 | 0 | 0 | 0 | 0 | 0 | 0 | 0 | 0 | 0 | 0 | 0 | 0 | 0 | 0 | 0 | 0 | 0 | 0
[16 empty] | 0 | 0 | N/a | N/a | N/a | 0 | 0 | 0 | 0 | 0 | 0 | 0 | 0 | 0 | 0 | 0 | 0 | 0 | 0 | 0 | 0 | 0 | 0 | 0 | 0 | 0 | 0 | 0 | 0 | 0 | 0 | 0 | 0 | 0 | 0 | 0 | 0 | 0
[16 empty] | 0 | 0 | N/a | N/a | N/a | 0 | 0 | 0 | 0 | 0 | 0 | 0 | 0 | 0 | 0 | 0 | 0 | 0 | 0 | 0 | 0 | 0 | 0 | 0 | 0 | 0 | 0 | 0 | 0 | 0 | 0 | 0 | 0 | 0 | 0 | 0 | 0 | 0
[16 empty] | 0 | 0 | N/a | N/a | N/a | 0 | 0 | 0 | 0 | 0 | 0 | 0 | 0 | 0 | 0 | 0 | 0 | 0 | 0 | 0 | 0 | 0 | 0 | 0 | 0 | 0 | 0 | 0 | 0 | 0 | 0 | 0 | 0 | 0 | 0 | 0 | 0 | 0
[16 empty] | 0 | 0 | N/a | N/a | N/a | 0 | 0 | 0 | 0 | 0 | 0 | 0 | 0 | 0 | 0 | 0 | 0 | 0 | 0 | 0 | 0 | 0 | 0 | 0 | 0 | 0 | 0 | 0 | 0 | 0 | 0 | 0 | 0 | 0 | 0 | 0 | 0 | 0
[16 empty] | 0 | 0 | N/a | N/a | N/a | 0 | 0 | 0 | 0 | 0 | 0 | 0 | 0 | 0 | 0 | 0 | 0 | 0 | 0 | 0 | 0 | 0 | 0 | 0 | 0 | 0 | 0 | 0 | 0 | 0 | 0 | 0 | 0 | 0 | 0 | 0 | 0 | 0
[16 empty] | 0 | 0 | N/a | N/a | N/a | 0 | 0 | 0 | 0 | 0 | 0 | 0 | 0 | 0 | 0 | 0 | 0 | 0 | 0 | 0 | 0 | 0 | 0 | 0 | 0 | 0 | 0 | 0 | 0 | 0 | 0 | 0 | 0 | 0 | 0 | 0 | 0 | 0
[16 empty] | 0 | 0 | N/a | N/a | N/a | 0 | 0 | 0 | 0 | 0 | 0 | 0 | 0 | 0 | 0 | 0 | 0 | 0 | 0 | 0 | 0 | 0 | 0 | 0 | 0 | 0 | 0 | 0 | 0 | 0 | 0 | 0 | 0 | 0 | 0 | 0 | 0 | 0
[16 empty] | 0 | 0 | N/a | N/a | N/a | 0 | 0 | 0 | 0 | 0 | 0 | 0 | 0 | 0 | 0 | 0 | 0 | 0 | 0 | 0 | 0 | 0 | 0 | 0 | 0 | 0 | 0 | 0 | 0 | 0 | 0 | 0 | 0 | 0 | 0 | 0 | 0 | 0
[16 empty] | 0 | 0 | N/a | N/a | N/a | 0 | 0 | 0 | 0 | 0 | 0 | 0 | 0 | 0 | 0 | 0 | 0 | 0 | 0 | 0 | 0 | 0 | 0 | 0 | 0 | 0 | 0 | 0 | 0 | 0 | 0 | 0 | 0 | 0 | 0 | 0 | 0 | 0
[16 empty] | 0 | 0 | N/a | N/a | N/a | 0 | 0 | 0 | 0 | 0 | 0 | 0 | 0 | 0 | 0 | 0 | 0 | 0 | 0 | 0 | 0 | 0 | 0 | 0 | 0 | 0 | 0 | 0 | 0 | 0 | 0 | 0 | 0 | 0 | 0 | 0 | 0 | 0
[16 empty] | 0 | 0 | N/a | N/a | N/a | 0 | 0 | 0 | 0 | 0 | 0 | 0 | 0 | 0 | 0 | 0 | 0 | 0 | 0 | 0 | 0 | 0 | 0 | 0 | 0 | 0 | 0 | 0 | 0 | 0 | 0 | 0 | 0 | 0 | 0 | 0 | 0 | 0
[16 empty] | 0 | 0 | N/a | N/a | N/a | 0 | 0 | 0 | 0 | 0 | 0 | 0 | 0 | 0 | 0 | 0 | 0 | 0 | 0 | 0 | 0 | 0 | 0 | 0 | 0 | 0 | 0 | 0 | 0 | 0 | 0 | 0 | 0 | 0 | 0 | 0 | 0 | 0
[16 empty] | 0 | 0 | N/a | N/a | N/a | 0 | 0 | 0 | 0 | 0 | 0 | 0 | 0 | 0 | 0 | 0 | 0 | 0 | 0 | 0 | 0 | 0 | 0 | 0 | 0 | 0 | 0 | 0 | 0 | 0 | 0 | 0 | 0 | 0 | 0 | 0 | 0 | 0
[16 empty] | 0 | 0 | N/a | N/a | N/a | 0 | 0 | 0 | 0 | 0 | 0 | 0 | 0 | 0 | 0 | 0 | 0 | 0 | 0 | 0 | 0 | 0 | 0 | 0 | 0 | 0 | 0 | 0 | 0 | 0 | 0 | 0 | 0 | 0 | 0 | 0 | 0 | 0
[16 empty] | 0 | 0 | N/a | N/a | N/a | 0 | 0 | 0 | 0 | 0 | 0 | 0 | 0 | 0 | 0 | 0 | 0 | 0 | 0 | 0 | 0 | 0 | 0 | 0 | 0 | 0 | 0 | 0 | 0 | 0 | 0 | 0 | 0 | 0 | 0 | 0 | 0 | 0
[16 empty] | 0 | 0 | N/a | N/a | N/a | 0 | 0 | 0 | 0 | 0 | 0 | 0 | 0 | 0 | 0 | 0 | 0 | 0 | 0 | 0 | 0 | 0 | 0 | 0 | 0 | 0 | 0 | 0 | 0 | 0 | 0 | 0 | 0 | 0 | 0 | 0 | 0 | 0
[16 empty] | 0 | 0 | N/a | N/a | N/a | 0 | 0 | 0 | 0 | 0 | 0 | 0 | 0 | 0 | 0 | 0 | 0 | 0 | 0 | 0 | 0 | 0 | 0 | 0 | 0 | 0 | 0 | 0 | 0 | 0 | 0 | 0 | 0 | 0 | 0 | 0 | 0 | 0
[16 empty] | 0 | 0 | N/a | N/a | N/a | 0 | 0 | 0 | 0 | 0 | 0 | 0 | 0 | 0 | 0 | 0 | 0 | 0 | 0 | 0 | 0 | 0 | 0 | 0 | 0 | 0 | 0 | 0 | 0 | 0 | 0 | 0 | 0 | 0 | 0 | 0 | 0 | 0
[16 empty] | 0 | 0 | N/a | N/a | N/a | 0 | 0 | 0 | 0 | 0 | 0 | 0 | 0 | 0 | 0 | 0 | 0 | 0 | 0 | 0 | 0 | 0 | 0 | 0 | 0 | 0 | 0 | 0 | 0 | 0 | 0 | 0 | 0 | 0 | 0 | 0 | 0 | 0
[16 empty] | 0 | 0 | N/a | N/a | N/a | 0 | 0 | 0 | 0 | 0 | 0 | 0 | 0 | 0 | 0 | 0 | 0 | 0 | 0 | 0 | 0 | 0 | 0 | 0 | 0 | 0 | 0 | 0 | 0 | 0 | 0 | 0 | 0 | 0 | 0 | 0 | 0 | 0
[16 empty] | 0 | 0 | N/a | N/a | N/a | 0 | 0 | 0 | 0 | 0 | 0 | 0 | 0 | 0 | 0 | 0 | 0 | 0 | 0 | 0 | 0 | 0 | 0 | 0 | 0 | 0 | 0 | 0 | 0 | 0 | 0 | 0 | 0 | 0 | 0 | 0 | 0 | 0
[16 empty] | 0 | 0 | N/a | N/a | N/a | 0 | 0 | 0 | 0 | 0 | 0 | 0 | 0 | 0 | 0 | 0 | 0 | 0 | 0 | 0 | 0 | 0 | 0 | 0 | 0 | 0 | 0 | 0 | 0 | 0 | 0 | 0 | 0 | 0 | 0 | 0 | 0 | 0
[16 empty] | 0 | 0 | N/a | N/a | N/a | 0 | 0 | 0 | 0 | 0 | 0 | 0 | 0 | 0 | 0 | 0 | 0 | 0 | 0 | 0 | 0 | 0 | 0 | 0 | 0 | 0 | 0 | 0 | 0 | 0 | 0 | 0 | 0 | 0 | 0 | 0 | 0 | 0
[16 empty] | 0 | 0 | N/a | N/a | N/a | 0 | 0 | 0 | 0 | 0 | 0 | 0 | 0 | 0 | 0 | 0 | 0 | 0 | 0 | 0 | 0 | 0 | 0 | 0 | 0 | 0 | 0 | 0 | 0 | 0 | 0 | 0 | 0 | 0 | 0 | 0 | 0 | 0
[16 empty] | 0 | 0 | N/a | N/a | N/a | 0 | 0 | 0 | 0 | 0 | 0 | 0 | 0 | 0 | 0 | 0 | 0 | 0 | 0 | 0 | 0 | 0 | 0 | 0 | 0 | 0 | 0 | 0 | 0 | 0 | 0 | 0 | 0 | 0 | 0 | 0 | 0 | 0
[16 empty] | 0 | 0 | N/a | N/a | N/a | 0 | 0 | 0 | 0 | 0 | 0 | 0 | 0 | 0 | 0 | 0 | 0 | 0 | 0 | 0 | 0 | 0 | 0 | 0 | 0 | 0 | 0 | 0 | 0 | 0 | 0 | 0 | 0 | 0 | 0 | 0 | 0 | 0
[16 empty] | 0 | 0 | N/a | N/a | N/a | 0 | 0 | 0 | 0 | 0 | 0 | 0 | 0 | 0 | 0 | 0 | 0 | 0 | 0 | 0 | 0 | 0 | 0 | 0 | 0 | 0 | 0 | 0 | 0 | 0 | 0 | 0 | 0 | 0 | 0 | 0 | 0 | 0
[16 empty] | 0 | 0 | N/a | N/a | N/a | 0 | 0 | 0 | 0 | 0 | 0 | 0 | 0 | 0 | 0 | 0 | 0 | 0 | 0 | 0 | 0 | 0 | 0 | 0 | 0 | 0 | 0 | 0 | 0 | 0 | 0 | 0 | 0 | 0 | 0 | 0 | 0 | 0
[16 empty] | 0 | 0 | N/a | N/a | N/a | 0 | 0 | 0 | 0 | 0 | 0 | 0 | 0 | 0 | 0 | 0 | 0 | 0 | 0 | 0 | 0 | 0 | 0 | 0 | 0 | 0 | 0 | 0 | 0 | 0 | 0 | 0 | 0 | 0 | 0 | 0 | 0 | 0
[16 empty] | 0 | 0 | N/a | N/a | N/a | 0 | 0 | 0 | 0 | 0 | 0 | 0 | 0 | 0 | 0 | 0 | 0 | 0 | 0 | 0 | 0 | 0 | 0 | 0 | 0 | 0 | 0 | 0 | 0 | 0 | 0 | 0 | 0 | 0 | 0 | 0 | 0 | 0
[16 empty] | 0 | 0 | N/a | N/a | N/a | 0 | 0 | 0 | 0 | 0 | 0 | 0 | 0 | 0 | 0 | 0 | 0 | 0 | 0 | 0 | 0 | 0 | 0 | 0 | 0 | 0 | 0 | 0 | 0 | 0 | 0 | 0 | 0 | 0 | 0 | 0 | 0 | 0
[16 empty] | 0 | 0 | N/a | N/a | N/a | 0 | 0 | 0 | 0 | 0 | 0 | 0 | 0 | 0 | 0 | 0 | 0 | 0 | 0 | 0 | 0 | 0 | 0 | 0 | 0 | 0 | 0 | 0 | 0 | 0 | 0 | 0 | 0 | 0 | 0 | 0 | 0 | 0
[16 empty] | 0 | 0 | N/a | N/a | N/a | 0 | 0 | 0 | 0 | 0 | 0 | 0 | 0 | 0 | 0 | 0 | 0 | 0 | 0 | 0 | 0 | 0 | 0 | 0 | 0 | 0 | 0 | 0 | 0 | 0 | 0 | 0 | 0 | 0 | 0 | 0 | 0 | 0
[16 empty] | 0 | 0 | N/a | N/a | N/a | 0 | 0 | 0 | 0 | 0 | 0 | 0 | 0 | 0 | 0 | 0 | 0 | 0 | 0 | 0 | 0 | 0 | 0 | 0 | 0 | 0 | 0 | 0 | 0 | 0 | 0 | 0 | 0 | 0 | 0 | 0 | 0 | 0
[16 empty] | 0 | 0 | N/a | N/a | N/a | 0 | 0 | 0 | 0 | 0 | 0 | 0 | 0 | 0 | 0 | 0 | 0 | 0 | 0 | 0 | 0 | 0 | 0 | 0 | 0 | 0 | 0 | 0 | 0 | 0 | 0 | 0 | 0 | 0 | 0 | 0 | 0 | 0
[16 empty] | 0 | 0 | N/a | N/a | N/a | 0 | 0 | 0 | 0 | 0 | 0 | 0 | 0 | 0 | 0 | 0 | 0 | 0 | 0 | 0 | 0 | 0 | 0 | 0 | 0 | 0 | 0 | 0 | 0 | 0 | 0 | 0 | 0 | 0 | 0 | 0 | 0 | 0
[16 empty] | 0 | 0 | N/a | N/a | N/a | 0 | 0 | 0 | 0 | 0 | 0 | 0 | 0 | 0 | 0 | 0 | 0 | 0 | 0 | 0 | 0 | 0 | 0 | 0 | 0 | 0 | 0 | 0 | 0 | 0 | 0 | 0 | 0 | 0 | 0 | 0 | 0 | 0
[16 empty] | 0 | 0 | N/a | N/a | N/a | 0 | 0 | 0 | 0 | 0 | 0 | 0 | 0 | 0 | 0 | 0 | 0 | 0 | 0 | 0 | 0 | 0 | 0 | 0 | 0 | 0 | 0 | 0 | 0 | 0 | 0 | 0 | 0 | 0 | 0 | 0 | 0 | 0
[16 empty] | 0 | 0 | N/a | N/a | N/a | 0 | 0 | 0 | 0 | 0 | 0 | 0 | 0 | 0 | 0 | 0 | 0 | 0 | 0 | 0 | 0 | 0 | 0 | 0 | 0 | 0 | 0 | 0 | 0 | 0 | 0 | 0 | 0 | 0 | 0 | 0 | 0 | 0
[16 empty] | 0 | 0 | N/a | N/a | N/a | 0 | 0 | 0 | 0 | 0 | 0 | 0 | 0 | 0 | 0 | 0 | 0 | 0 | 0 | 0 | 0 | 0 | 0 | 0 | 0 | 0 | 0 | 0 | 0 | 0 | 0 | 0 | 0 | 0 | 0 | 0 | 0 | 0
[16 empty] | 0 | 0 | N/a | N/a | N/a | 0 | 0 | 0 | 0 | 0 | 0 | 0 | 0 | 0 | 0 | 0 | 0 | 0 | 0 | 0 | 0 | 0 | 0 | 0 | 0 | 0 | 0 | 0 | 0 | 0 | 0 | 0 | 0 | 0 | 0 | 0 | 0 | 0
[16 empty] | 0 | 0 | N/a | N/a | N/a | 0 | 0 | 0 | 0 | 0 | 0 | 0 | 0 | 0 | 0 | 0 | 0 | 0 | 0 | 0 | 0 | 0 | 0 | 0 | 0 | 0 | 0 | 0 | 0 | 0 | 0 | 0 | 0 | 0 | 0 | 0 | 0 | 0
[16 empty] | 0 | 0 | N/a | N/a | N/a | 0 | 0 | 0 | 0 | 0 | 0 | 0 | 0 | 0 | 0 | 0 | 0 | 0 | 0 | 0 | 0 | 0 | 0 | 0 | 0 | 0 | 0 | 0 | 0 | 0 | 0 | 0 | 0 | 0 | 0 | 0 | 0 | 0
[16 empty] | 0 | 0 | N/a | N/a | N/a | 0 | 0 | 0 | 0 | 0 | 0 | 0 | 0 | 0 | 0 | 0 | 0 | 0 | 0 | 0 | 0 | 0 | 0 | 0 | 0 | 0 | 0 | 0 | 0 | 0 | 0 | 0 | 0 | 0 | 0 | 0 | 0 | 0
[16 empty] | 0 | 0 | N/a | N/a | N/a | 0 | 0 | 0 | 0 | 0 | 0 | 0 | 0 | 0 | 0 | 0 | 0 | 0 | 0 | 0 | 0 | 0 | 0 | 0 | 0 | 0 | 0 | 0 | 0 | 0 | 0 | 0 | 0 | 0 | 0 | 0 | 0 | 0
[16 empty] | 0 | 0 | N/a | N/a | N/a | 0 | 0 | 0 | 0 | 0 | 0 | 0 | 0 | 0 | 0 | 0 | 0 | 0 | 0 | 0 | 0 | 0 | 0 | 0 | 0 | 0 | 0 | 0 | 0 | 0 | 0 | 0 | 0 | 0 | 0 | 0 | 0 | 0
[16 empty] | 0 | 0 | N/a | N/a | N/a | 0 | 0 | 0 | 0 | 0 | 0 | 0 | 0 | 0 | 0 | 0 | 0 | 0 | 0 | 0 | 0 | 0 | 0 | 0 | 0 | 0 | 0 | 0 | 0 | 0 | 0 | 0 | 0 | 0 | 0 | 0 | 0 | 0
[16 empty] | 0 | 0 | N/a | N/a | N/a | 0 | 0 | 0 | 0 | 0 | 0 | 0 | 0 | 0 | 0 | 0 | 0 | 0 | 0 | 0 | 0 | 0 | 0 | 0 | 0 | 0 | 0 | 0 | 0 | 0 | 0 | 0 | 0 | 0 | 0 | 0 | 0 | 0
[16 empty] | 0 | 0 | N/a | N/a | N/a | 0 | 0 | 0 | 0 | 0 | 0 | 0 | 0 | 0 | 0 | 0 | 0 | 0 | 0 | 0 | 0 | 0 | 0 | 0 | 0 | 0 | 0 | 0 | 0 | 0 | 0 | 0 | 0 | 0 | 0 | 0 | 0 | 0
[16 empty] | 0 | 0 | N/a | N/a | N/a | 0 | 0 | 0 | 0 | 0 | 0 | 0 | 0 | 0 | 0 | 0 | 0 | 0 | 0 | 0 | 0 | 0 | 0 | 0 | 0 | 0 | 0 | 0 | 0 | 0 | 0 | 0 | 0 | 0 | 0 | 0 | 0 | 0
[16 empty] | 0 | 0 | N/a | N/a | N/a | 0 | 0 | 0 | 0 | 0 | 0 | 0 | 0 | 0 | 0 | 0 | 0 | 0 | 0 | 0 | 0 | 0 | 0 | 0 | 0 | 0 | 0 | 0 | 0 | 0 | 0 | 0 | 0 | 0 | 0 | 0 | 0 | 0
[16 empty] | 0 | 0 | N/a | N/a | N/a | 0 | 0 | 0 | 0 | 0 | 0 | 0 | 0 | 0 | 0 | 0 | 0 | 0 | 0 | 0 | 0 | 0 | 0 | 0 | 0 | 0 | 0 | 0 | 0 | 0 | 0 | 0 | 0 | 0 | 0 | 0 | 0 | 0
[16 empty] | 0 | 0 | N/a | N/a | N/a | 0 | 0 | 0 | 0 | 0 | 0 | 0 | 0 | 0 | 0 | 0 | 0 | 0 | 0 | 0 | 0 | 0 | 0 | 0 | 0 | 0 | 0 | 0 | 0 | 0 | 0 | 0 | 0 | 0 | 0 | 0 | 0 | 0
[16 empty] | 0 | 0 | N/a | N/a | N/a | 0 | 0 | 0 | 0 | 0 | 0 | 0 | 0 | 0 | 0 | 0 | 0 | 0 | 0 | 0 | 0 | 0 | 0 | 0 | 0 | 0 | 0 | 0 | 0 | 0 | 0 | 0 | 0 | 0 | 0 | 0 | 0 | 0
[16 empty] | 0 | 0 | N/a | N/a | N/a | 0 | 0 | 0 | 0 | 0 | 0 | 0 | 0 | 0 | 0 | 0 | 0 | 0 | 0 | 0 | 0 | 0 | 0 | 0 | 0 | 0 | 0 | 0 | 0 | 0 | 0 | 0 | 0 | 0 | 0 | 0 | 0 | 0
[16 empty] | 0 | 0 | N/a | N/a | N/a | 0 | 0 | 0 | 0 | 0 | 0 | 0 | 0 | 0 | 0 | 0 | 0 | 0 | 0 | 0 | 0 | 0 | 0 | 0 | 0 | 0 | 0 | 0 | 0 | 0 | 0 | 0 | 0 | 0 | 0 | 0 | 0 | 0
[16 empty] | 0 | 0 | N/a | N/a | N/a | 0 | 0 | 0 | 0 | 0 | 0 | 0 | 0 | 0 | 0 | 0 | 0 | 0 | 0 | 0 | 0 | 0 | 0 | 0 | 0 | 0 | 0 | 0 | 0 | 0 | 0 | 0 | 0 | 0 | 0 | 0 | 0 | 0
[16 empty] | 0 | 0 | N/a | N/a | N/a | 0 | 0 | 0 | 0 | 0 | 0 | 0 | 0 | 0 | 0 | 0 | 0 | 0 | 0 | 0 | 0 | 0 | 0 | 0 | 0 | 0 | 0 | 0 | 0 | 0 | 0 | 0 | 0 | 0 | 0 | 0 | 0 | 0
[16 empty] | 0 | 0 | N/a | N/a | N/a | 0 | 0 | 0 | 0 | 0 | 0 | 0 | 0 | 0 | 0 | 0 | 0 | 0 | 0 | 0 | 0 | 0 | 0 | 0 | 0 | 0 | 0 | 0 | 0 | 0 | 0 | 0 | 0 | 0 | 0 | 0 | 0 | 0
[16 empty] | 0 | 0 | N/a | N/a | N/a | 0 | 0 | 0 | 0 | 0 | 0 | 0 | 0 | 0 | 0 | 0 | 0 | 0 | 0 | 0 | 0 | 0 | 0 | 0 | 0 | 0 | 0 | 0 | 0 | 0 | 0 | 0 | 0 | 0 | 0 | 0 | 0 | 0
[16 empty] | 0 | 0 | N/a | N/a | N/a | 0 | 0 | 0 | 0 | 0 | 0 | 0 | 0 | 0 | 0 | 0 | 0 | 0 | 0 | 0 | 0 | 0 | 0 | 0 | 0 | 0 | 0 | 0 | 0 | 0 | 0 | 0 | 0 | 0 | 0 | 0 | 0 | 0
[16 empty] | 0 | 0 | N/a | N/a | N/a | 0 | 0 | 0 | 0 | 0 | 0 | 0 | 0 | 0 | 0 | 0 | 0 | 0 | 0 | 0 | 0 | 0 | 0 | 0 | 0 | 0 | 0 | 0 | 0 | 0 | 0 | 0 | 0 | 0 | 0 | 0 | 0 | 0
[16 empty] | 0 | 0 | N/a | N/a | N/a | 0 | 0 | 0 | 0 | 0 | 0 | 0 | 0 | 0 | 0 | 0 | 0 | 0 | 0 | 0 | 0 | 0 | 0 | 0 | 0 | 0 | 0 | 0 | 0 | 0 | 0 | 0 | 0 | 0 | 0 | 0 | 0 | 0
[16 empty] | 0 | 0 | N/a | N/a | N/a | 0 | 0 | 0 | 0 | 0 | 0 | 0 | 0 | 0 | 0 | 0 | 0 | 0 | 0 | 0 | 0 | 0 | 0 | 0 | 0 | 0 | 0 | 0 | 0 | 0 | 0 | 0 | 0 | 0 | 0 | 0 | 0 | 0
[16 empty] | 0 | 0 | N/a | N/a | N/a | 0 | 0 | 0 | 0 | 0 | 0 | 0 | 0 | 0 | 0 | 0 | 0 | 0 | 0 | 0 | 0 | 0 | 0 | 0 | 0 | 0 | 0 | 0 | 0 | 0 | 0 | 0 | 0 | 0 | 0 | 0 | 0 | 0
[16 empty] | 0 | 0 | N/a | N/a | N/a | 0 | 0 | 0 | 0 | 0 | 0 | 0 | 0 | 0 | 0 | 0 | 0 | 0 | 0 | 0 | 0 | 0 | 0 | 0 | 0 | 0 | 0 | 0 | 0 | 0 | 0 | 0 | 0 | 0 | 0 | 0 | 0 | 0
[16 empty] | 0 | 0 | N/a | N/a | N/a | 0 | 0 | 0 | 0 | 0 | 0 | 0 | 0 | 0 | 0 | 0 | 0 | 0 | 0 | 0 | 0 | 0 | 0 | 0 | 0 | 0 | 0 | 0 | 0 | 0 | 0 | 0 | 0 | 0 | 0 | 0 | 0 | 0
[16 empty] | 0 | 0 | N/a | N/a | N/a | 0 | 0 | 0 | 0 | 0 | 0 | 0 | 0 | 0 | 0 | 0 | 0 | 0 | 0 | 0 | 0 | 0 | 0 | 0 | 0 | 0 | 0 | 0 | 0 | 0 | 0 | 0 | 0 | 0 | 0 | 0 | 0 | 0
[16 empty] | 0 | 0 | N/a | N/a | N/a | 0 | 0 | 0 | 0 | 0 | 0 | 0 | 0 | 0 | 0 | 0 | 0 | 0 | 0 | 0 | 0 | 0 | 0 | 0 | 0 | 0 | 0 | 0 | 0 | 0 | 0 | 0 | 0 | 0 | 0 | 0 | 0 | 0
[16 empty] | 0 | 0 | N/a | N/a | N/a | 0 | 0 | 0 | 0 | 0 | 0 | 0 | 0 | 0 | 0 | 0 | 0 | 0 | 0 | 0 | 0 | 0 | 0 | 0 | 0 | 0 | 0 | 0 | 0 | 0 | 0 | 0 | 0 | 0 | 0 | 0 | 0 | 0
[16 empty] | 0 | 0 | N/a | N/a | N/a | 0 | 0 | 0 | 0 | 0 | 0 | 0 | 0 | 0 | 0 | 0 | 0 | 0 | 0 | 0 | 0 | 0 | 0 | 0 | 0 | 0 | 0 | 0 | 0 | 0 | 0 | 0 | 0 | 0 | 0 | 0 | 0 | 0
[16 empty] | 0 | 0 | N/a | N/a | N/a | 0 | 0 | 0 | 0 | 0 | 0 | 0 | 0 | 0 | 0 | 0 | 0 | 0 | 0 | 0 | 0 | 0 | 0 | 0 | 0 | 0 | 0 | 0 | 0 | 0 | 0 | 0 | 0 | 0 | 0 | 0 | 0 | 0
[16 empty] | 0 | 0 | N/a | N/a | N/a | 0 | 0 | 0 | 0 | 0 | 0 | 0 | 0 | 0 | 0 | 0 | 0 | 0 | 0 | 0 | 0 | 0 | 0 | 0 | 0 | 0 | 0 | 0 | 0 | 0 | 0 | 0 | 0 | 0 | 0 | 0 | 0 | 0
[16 empty] | 0 | 0 | N/a | N/a | N/a | 0 | 0 | 0 | 0 | 0 | 0 | 0 | 0 | 0 | 0 | 0 | 0 | 0 | 0 | 0 | 0 | 0 | 0 | 0 | 0 | 0 | 0 | 0 | 0 | 0 | 0 | 0 | 0 | 0 | 0 | 0 | 0 | 0
[16 empty] | 0 | 0 | N/a | N/a | N/a | 0 | 0 | 0 | 0 | 0 | 0 | 0 | 0 | 0 | 0 | 0 | 0 | 0 | 0 | 0 | 0 | 0 | 0 | 0 | 0 | 0 | 0 | 0 | 0 | 0 | 0 | 0 | 0 | 0 | 0 | 0 | 0 | 0
[16 empty] | 0 | 0 | N/a | N/a | N/a | 0 | 0 | 0 | 0 | 0 | 0 | 0 | 0 | 0 | 0 | 0 | 0 | 0 | 0 | 0 | 0 | 0 | 0 | 0 | 0 | 0 | 0 | 0 | 0 | 0 | 0 | 0 | 0 | 0 | 0 | 0 | 0 | 0
[16 empty] | 0 | 0 | N/a | N/a | N/a | 0 | 0 | 0 | 0 | 0 | 0 | 0 | 0 | 0 | 0 | 0 | 0 | 0 | 0 | 0 | 0 | 0 | 0 | 0 | 0 | 0 | 0 | 0 | 0 | 0 | 0 | 0 | 0 | 0 | 0 | 0 | 0 | 0
[16 empty] | 0 | 0 | N/a | N/a | N/a | 0 | 0 | 0 | 0 | 0 | 0 | 0 | 0 | 0 | 0 | 0 | 0 | 0 | 0 | 0 | 0 | 0 | 0 | 0 | 0 | 0 | 0 | 0 | 0 | 0 | 0 | 0 | 0 | 0 | 0 | 0 | 0 | 0
[16 empty] | 0 | 0 | N/a | N/a | N/a | 0 | 0 | 0 | 0 | 0 | 0 | 0 | 0 | 0 | 0 | 0 | 0 | 0 | 0 | 0 | 0 | 0 | 0 | 0 | 0 | 0 | 0 | 0 | 0 | 0 | 0 | 0 | 0 | 0 | 0 | 0 | 0 | 0
[16 empty] | 0 | 0 | N/a | N/a | N/a | 0 | 0 | 0 | 0 | 0 | 0 | 0 | 0 | 0 | 0 | 0 | 0 | 0 | 0 | 0 | 0 | 0 | 0 | 0 | 0 | 0 | 0 | 0 | 0 | 0 | 0 | 0 | 0 | 0 | 0 | 0 | 0 | 0
[16 empty] | 0 | 0 | N/a | N/a | N/a | 0 | 0 | 0 | 0 | 0 | 0 | 0 | 0 | 0 | 0 | 0 | 0 | 0 | 0 | 0 | 0 | 0 | 0 | 0 | 0 | 0 | 0 | 0 | 0 | 0 | 0 | 0 | 0 | 0 | 0 | 0 | 0 | 0
[16 empty] | 0 | 0 | N/a | N/a | N/a | 0 | 0 | 0 | 0 | 0 | 0 | 0 | 0 | 0 | 0 | 0 | 0 | 0 | 0 | 0 | 0 | 0 | 0 | 0 | 0 | 0 | 0 | 0 | 0 | 0 | 0 | 0 | 0 | 0 | 0 | 0 | 0 | 0
[16 empty] | 0 | 0 | N/a | N/a | N/a | 0 | 0 | 0 | 0 | 0 | 0 | 0 | 0 | 0 | 0 | 0 | 0 | 0 | 0 | 0 | 0 | 0 | 0 | 0 | 0 | 0 | 0 | 0 | 0 | 0 | 0 | 0 | 0 | 0 | 0 | 0 | 0 | 0
[16 empty] | 0 | 0 | N/a | N/a | N/a | 0 | 0 | 0 | 0 | 0 | 0 | 0 | 0 | 0 | 0 | 0 | 0 | 0 | 0 | 0 | 0 | 0 | 0 | 0 | 0 | 0 | 0 | 0 | 0 | 0 | 0 | 0 | 0 | 0 | 0 | 0 | 0 | 0
[16 empty] | 0 | 0 | N/a | N/a | N/a | 0 | 0 | 0 | 0 | 0 | 0 | 0 | 0 | 0 | 0 | 0 | 0 | 0 | 0 | 0 | 0 | 0 | 0 | 0 | 0 | 0 | 0 | 0 | 0 | 0 | 0 | 0 | 0 | 0 | 0 | 0 | 0 | 0
[16 empty] | 0 | 0 | N/a | N/a | N/a | 0 | 0 | 0 | 0 | 0 | 0 | 0 | 0 | 0 | 0 | 0 | 0 | 0 | 0 | 0 | 0 | 0 | 0 | 0 | 0 | 0 | 0 | 0 | 0 | 0 | 0 | 0 | 0 | 0 | 0 | 0 | 0 | 0
[16 empty] | 0 | 0 | N/a | N/a | N/a | 0 | 0 | 0 | 0 | 0 | 0 | 0 | 0 | 0 | 0 | 0 | 0 | 0 | 0 | 0 | 0 | 0 | 0 | 0 | 0 | 0 | 0 | 0 | 0 | 0 | 0 | 0 | 0 | 0 | 0 | 0 | 0 | 0
[16 empty] | 0 | 0 | N/a | N/a | N/a | 0 | 0 | 0 | 0 | 0 | 0 | 0 | 0 | 0 | 0 | 0 | 0 | 0 | 0 | 0 | 0 | 0 | 0 | 0 | 0 | 0 | 0 | 0 | 0 | 0 | 0 | 0 | 0 | 0 | 0 | 0 | 0 | 0
[16 empty] | 0 | 0 | N/a | N/a | N/a | 0 | 0 | 0 | 0 | 0 | 0 | 0 | 0 | 0 | 0 | 0 | 0 | 0 | 0 | 0 | 0 | 0 | 0 | 0 | 0 | 0 | 0 | 0 | 0 | 0 | 0 | 0 | 0 | 0 | 0 | 0 | 0 | 0
[16 empty] | 0 | 0 | N/a | N/a | N/a | 0 | 0 | 0 | 0 | 0 | 0 | 0 | 0 | 0 | 0 | 0 | 0 | 0 | 0 | 0 | 0 | 0 | 0 | 0 | 0 | 0 | 0 | 0 | 0 | 0 | 0 | 0 | 0 | 0 | 0 | 0 | 0 | 0
[16 empty] | 0 | 0 | N/a | N/a | N/a | 0 | 0 | 0 | 0 | 0 | 0 | 0 | 0 | 0 | 0 | 0 | 0 | 0 | 0 | 0 | 0 | 0 | 0 | 0 | 0 | 0 | 0 | 0 | 0 | 0 | 0 | 0 | 0 | 0 | 0 | 0 | 0 | 0
[16 empty] | 0 | 0 | N/a | N/a | N/a | 0 | 0 | 0 | 0 | 0 | 0 | 0 | 0 | 0 | 0 | 0 | 0 | 0 | 0 | 0 | 0 | 0 | 0 | 0 | 0 | 0 | 0 | 0 | 0 | 0 | 0 | 0 | 0 | 0 | 0 | 0 | 0 | 0
[16 empty] | 0 | 0 | N/a | N/a | N/a | 0 | 0 | 0 | 0 | 0 | 0 | 0 | 0 | 0 | 0 | 0 | 0 | 0 | 0 | 0 | 0 | 0 | 0 | 0 | 0 | 0 | 0 | 0 | 0 | 0 | 0 | 0 | 0 | 0 | 0 | 0 | 0 | 0
[16 empty] | 0 | 0 | N/a | N/a | N/a | 0 | 0 | 0 | 0 | 0 | 0 | 0 | 0 | 0 | 0 | 0 | 0 | 0 | 0 | 0 | 0 | 0 | 0 | 0 | 0 | 0 | 0 | 0 | 0 | 0 | 0 | 0 | 0 | 0 | 0 | 0 | 0 | 0
[16 empty] | 0 | 0 | N/a | N/a | N/a | 0 | 0 | 0 | 0 | 0 | 0 | 0 | 0 | 0 | 0 | 0 | 0 | 0 | 0 | 0 | 0 | 0 | 0 | 0 | 0 | 0 | 0 | 0 | 0 | 0 | 0 | 0 | 0 | 0 | 0 | 0 | 0 | 0
[16 empty] | 0 | 0 | N/a | N/a | N/a | 0 | 0 | 0 | 0 | 0 | 0 | 0 | 0 | 0 | 0 | 0 | 0 | 0 | 0 | 0 | 0 | 0 | 0 | 0 | 0 | 0 | 0 | 0 | 0 | 0 | 0 | 0 | 0 | 0 | 0 | 0 | 0 | 0
[16 empty] | 0 | 0 | N/a | N/a | N/a | 0 | 0 | 0 | 0 | 0 | 0 | 0 | 0 | 0 | 0 | 0 | 0 | 0 | 0 | 0 | 0 | 0 | 0 | 0 | 0 | 0 | 0 | 0 | 0 | 0 | 0 | 0 | 0 | 0 | 0 | 0 | 0 | 0
[16 empty] | 0 | 0 | N/a | N/a | N/a | 0 | 0 | 0 | 0 | 0 | 0 | 0 | 0 | 0 | 0 | 0 | 0 | 0 | 0 | 0 | 0 | 0 | 0 | 0 | 0 | 0 | 0 | 0 | 0 | 0 | 0 | 0 | 0 | 0 | 0 | 0 | 0 | 0
[16 empty] | 0 | 0 | N/a | N/a | N/a | 0 | 0 | 0 | 0 | 0 | 0 | 0 | 0 | 0 | 0 | 0 | 0 | 0 | 0 | 0 | 0 | 0 | 0 | 0 | 0 | 0 | 0 | 0 | 0 | 0 | 0 | 0 | 0 | 0 | 0 | 0 | 0 | 0
[16 empty] | 0 | 0 | N/a | N/a | N/a | 0 | 0 | 0 | 0 | 0 | 0 | 0 | 0 | 0 | 0 | 0 | 0 | 0 | 0 | 0 | 0 | 0 | 0 | 0 | 0 | 0 | 0 | 0 | 0 | 0 | 0 | 0 | 0 | 0 | 0 | 0 | 0 | 0
[16 empty] | 0 | 0 | N/a | N/a | N/a | 0 | 0 | 0 | 0 | 0 | 0 | 0 | 0 | 0 | 0 | 0 | 0 | 0 | 0 | 0 | 0 | 0 | 0 | 0 | 0 | 0 | 0 | 0 | 0 | 0 | 0 | 0 | 0 | 0 | 0 | 0 | 0 | 0
[16 empty] | 0 | 0 | N/a | N/a | N/a | 0 | 0 | 0 | 0 | 0 | 0 | 0 | 0 | 0 | 0 | 0 | 0 | 0 | 0 | 0 | 0 | 0 | 0 | 0 | 0 | 0 | 0 | 0 | 0 | 0 | 0 | 0 | 0 | 0 | 0 | 0 | 0 | 0
[16 empty] | 0 | 0 | N/a | N/a | N/a | 0 | 0 | 0 | 0 | 0 | 0 | 0 | 0 | 0 | 0 | 0 | 0 | 0 | 0 | 0 | 0 | 0 | 0 | 0 | 0 | 0 | 0 | 0 | 0 | 0 | 0 | 0 | 0 | 0 | 0 | 0 | 0 | 0
[16 empty] | 0 | 0 | N/a | N/a | N/a | 0 | 0 | 0 | 0 | 0 | 0 | 0 | 0 | 0 | 0 | 0 | 0 | 0 | 0 | 0 | 0 | 0 | 0 | 0 | 0 | 0 | 0 | 0 | 0 | 0 | 0 | 0 | 0 | 0 | 0 | 0 | 0 | 0
[16 empty] | 0 | 0 | N/a | N/a | N/a | 0 | 0 | 0 | 0 | 0 | 0 | 0 | 0 | 0 | 0 | 0 | 0 | 0 | 0 | 0 | 0 | 0 | 0 | 0 | 0 | 0 | 0 | 0 | 0 | 0 | 0 | 0 | 0 | 0 | 0 | 0 | 0 | 0
[16 empty] | 0 | 0 | N/a | N/a | N/a | 0 | 0 | 0 | 0 | 0 | 0 | 0 | 0 | 0 | 0 | 0 | 0 | 0 | 0 | 0 | 0 | 0 | 0 | 0 | 0 | 0 | 0 | 0 | 0 | 0 | 0 | 0 | 0 | 0 | 0 | 0 | 0 | 0
[16 empty] | 0 | 0 | N/a | N/a | N/a | 0 | 0 | 0 | 0 | 0 | 0 | 0 | 0 | 0 | 0 | 0 | 0 | 0 | 0 | 0 | 0 | 0 | 0 | 0 | 0 | 0 | 0 | 0 | 0 | 0 | 0 | 0 | 0 | 0 | 0 | 0 | 0 | 0
[16 empty] | 0 | 0 | N/a | N/a | N/a | 0 | 0 | 0 | 0 | 0 | 0 | 0 | 0 | 0 | 0 | 0 | 0 | 0 | 0 | 0 | 0 | 0 | 0 | 0 | 0 | 0 | 0 | 0 | 0 | 0 | 0 | 0 | 0 | 0 | 0 | 0 | 0 | 0
[16 empty] | 0 | 0 | N/a | N/a | N/a | 0 | 0 | 0 | 0 | 0 | 0 | 0 | 0 | 0 | 0 | 0 | 0 | 0 | 0 | 0 | 0 | 0 | 0 | 0 | 0 | 0 | 0 | 0 | 0 | 0 | 0 | 0 | 0 | 0 | 0 | 0 | 0 | 0
[16 empty] | 0 | 0 | N/a | N/a | N/a | 0 | 0 | 0 | 0 | 0 | 0 | 0 | 0 | 0 | 0 | 0 | 0 | 0 | 0 | 0 | 0 | 0 | 0 | 0 | 0 | 0 | 0 | 0 | 0 | 0 | 0 | 0 | 0 | 0 | 0 | 0 | 0 | 0
[16 empty] | 0 | 0 | N/a | N/a | N/a | 0 | 0 | 0 | 0 | 0 | 0 | 0 | 0 | 0 | 0 | 0 | 0 | 0 | 0 | 0 | 0 | 0 | 0 | 0 | 0 | 0 | 0 | 0 | 0 | 0 | 0 | 0 | 0 | 0 | 0 | 0 | 0 | 0
[16 empty] | 0 | 0 | N/a | N/a | N/a | 0 | 0 | 0 | 0 | 0 | 0 | 0 | 0 | 0 | 0 | 0 | 0 | 0 | 0 | 0 | 0 | 0 | 0 | 0 | 0 | 0 | 0 | 0 | 0 | 0 | 0 | 0 | 0 | 0 | 0 | 0 | 0 | 0
[16 empty] | 0 | 0 | N/a | N/a | N/a | 0 | 0 | 0 | 0 | 0 | 0 | 0 | 0 | 0 | 0 | 0 | 0 | 0 | 0 | 0 | 0 | 0 | 0 | 0 | 0 | 0 | 0 | 0 | 0 | 0 | 0 | 0 | 0 | 0 | 0 | 0 | 0 | 0
[16 empty] | 0 | 0 | N/a | N/a | N/a | 0 | 0 | 0 | 0 | 0 | 0 | 0 | 0 | 0 | 0 | 0 | 0 | 0 | 0 | 0 | 0 | 0 | 0 | 0 | 0 | 0 | 0 | 0 | 0 | 0 | 0 | 0 | 0 | 0 | 0 | 0 | 0 | 0
[16 empty] | 0 | 0 | N/a | N/a | N/a | 0 | 0 | 0 | 0 | 0 | 0 | 0 | 0 | 0 | 0 | 0 | 0 | 0 | 0 | 0 | 0 | 0 | 0 | 0 | 0 | 0 | 0 | 0 | 0 | 0 | 0 | 0 | 0 | 0 | 0 | 0 | 0 | 0
[16 empty] | 0 | 0 | N/a | N/a | N/a | 0 | 0 | 0 | 0 | 0 | 0 | 0 | 0 | 0 | 0 | 0 | 0 | 0 | 0 | 0 | 0 | 0 | 0 | 0 | 0 | 0 | 0 | 0 | 0 | 0 | 0 | 0 | 0 | 0 | 0 | 0 | 0 | 0
[16 empty] | 0 | 0 | N/a | N/a | N/a | 0 | 0 | 0 | 0 | 0 | 0 | 0 | 0 | 0 | 0 | 0 | 0 | 0 | 0 | 0 | 0 | 0 | 0 | 0 | 0 | 0 | 0 | 0 | 0 | 0 | 0 | 0 | 0 | 0 | 0 | 0 | 0 | 0
[16 empty] | 0 | 0 | N/a | N/a | N/a | 0 | 0 | 0 | 0 | 0 | 0 | 0 | 0 | 0 | 0 | 0 | 0 | 0 | 0 | 0 | 0 | 0 | 0 | 0 | 0 | 0 | 0 | 0 | 0 | 0 | 0 | 0 | 0 | 0 | 0 | 0 | 0 | 0
[16 empty] | 0 | 0 | N/a | N/a | N/a | 0 | 0 | 0 | 0 | 0 | 0 | 0 | 0 | 0 | 0 | 0 | 0 | 0 | 0 | 0 | 0 | 0 | 0 | 0 | 0 | 0 | 0 | 0 | 0 | 0 | 0 | 0 | 0 | 0 | 0 | 0 | 0 | 0
[16 empty] | 0 | 0 | N/a | N/a | N/a | 0 | 0 | 0 | 0 | 0 | 0 | 0 | 0 | 0 | 0 | 0 | 0 | 0 | 0 | 0 | 0 | 0 | 0 | 0 | 0 | 0 | 0 | 0 | 0 | 0 | 0 | 0 | 0 | 0 | 0 | 0 | 0 | 0
[16 empty] | 0 | 0 | N/a | N/a | N/a | 0 | 0 | 0 | 0 | 0 | 0 | 0 | 0 | 0 | 0 | 0 | 0 | 0 | 0 | 0 | 0 | 0 | 0 | 0 | 0 | 0 | 0 | 0 | 0 | 0 | 0 | 0 | 0 | 0 | 0 | 0 | 0 | 0
[16 empty] | 0 | 0 | N/a | N/a | N/a | 0 | 0 | 0 | 0 | 0 | 0 | 0 | 0 | 0 | 0 | 0 | 0 | 0 | 0 | 0 | 0 | 0 | 0 | 0 | 0 | 0 | 0 | 0 | 0 | 0 | 0 | 0 | 0 | 0 | 0 | 0 | 0 | 0
[16 empty] | 0 | 0 | N/a | N/a | N/a | 0 | 0 | 0 | 0 | 0 | 0 | 0 | 0 | 0 | 0 | 0 | 0 | 0 | 0 | 0 | 0 | 0 | 0 | 0 | 0 | 0 | 0 | 0 | 0 | 0 | 0 | 0 | 0 | 0 | 0 | 0 | 0 | 0
[16 empty] | 0 | 0 | N/a | N/a | N/a | 0 | 0 | 0 | 0 | 0 | 0 | 0 | 0 | 0 | 0 | 0 | 0 | 0 | 0 | 0 | 0 | 0 | 0 | 0 | 0 | 0 | 0 | 0 | 0 | 0 | 0 | 0 | 0 | 0 | 0 | 0 | 0 | 0
[16 empty] | 0 | 0 | N/a | N/a | N/a | 0 | 0 | 0 | 0 | 0 | 0 | 0 | 0 | 0 | 0 | 0 | 0 | 0 | 0 | 0 | 0 | 0 | 0 | 0 | 0 | 0 | 0 | 0 | 0 | 0 | 0 | 0 | 0 | 0 | 0 | 0 | 0 | 0
[16 empty] | 0 | 0 | N/a | N/a | N/a | 0 | 0 | 0 | 0 | 0 | 0 | 0 | 0 | 0 | 0 | 0 | 0 | 0 | 0 | 0 | 0 | 0 | 0 | 0 | 0 | 0 | 0 | 0 | 0 | 0 | 0 | 0 | 0 | 0 | 0 | 0 | 0 | 0
[16 empty] | 0 | 0 | N/a | N/a | N/a | 0 | 0 | 0 | 0 | 0 | 0 | 0 | 0 | 0 | 0 | 0 | 0 | 0 | 0 | 0 | 0 | 0 | 0 | 0 | 0 | 0 | 0 | 0 | 0 | 0 | 0 | 0 | 0 | 0 | 0 | 0 | 0 | 0
[16 empty] | 0 | 0 | N/a | N/a | N/a | 0 | 0 | 0 | 0 | 0 | 0 | 0 | 0 | 0 | 0 | 0 | 0 | 0 | 0 | 0 | 0 | 0 | 0 | 0 | 0 | 0 | 0 | 0 | 0 | 0 | 0 | 0 | 0 | 0 | 0 | 0 | 0 | 0
[16 empty] | 0 | 0 | N/a | N/a | N/a | 0 | 0 | 0 | 0 | 0 | 0 | 0 | 0 | 0 | 0 | 0 | 0 | 0 | 0 | 0 | 0 | 0 | 0 | 0 | 0 | 0 | 0 | 0 | 0 | 0 | 0 | 0 | 0 | 0 | 0 | 0 | 0 | 0
[16 empty] | 0 | 0 | N/a | N/a | N/a | 0 | 0 | 0 | 0 | 0 | 0 | 0 | 0 | 0 | 0 | 0 | 0 | 0 | 0 | 0 | 0 | 0 | 0 | 0 | 0 | 0 | 0 | 0 | 0 | 0 | 0 | 0 | 0 | 0 | 0 | 0 | 0 | 0
[16 empty] | 0 | 0 | N/a | N/a | N/a | 0 | 0 | 0 | 0 | 0 | 0 | 0 | 0 | 0 | 0 | 0 | 0 | 0 | 0 | 0 | 0 | 0 | 0 | 0 | 0 | 0 | 0 | 0 | 0 | 0 | 0 | 0 | 0 | 0 | 0 | 0 | 0 | 0
[16 empty] | 0 | 0 | N/a | N/a | N/a | 0 | 0 | 0 | 0 | 0 | 0 | 0 | 0 | 0 | 0 | 0 | 0 | 0 | 0 | 0 | 0 | 0 | 0 | 0 | 0 | 0 | 0 | 0 | 0 | 0 | 0 | 0 | 0 | 0 | 0 | 0 | 0 | 0
[16 empty] | 0 | 0 | N/a | N/a | N/a | 0 | 0 | 0 | 0 | 0 | 0 | 0 | 0 | 0 | 0 | 0 | 0 | 0 | 0 | 0 | 0 | 0 | 0 | 0 | 0 | 0 | 0 | 0 | 0 | 0 | 0 | 0 | 0 | 0 | 0 | 0 | 0 | 0
[16 empty] | 0 | 0 | N/a | N/a | N/a | 0 | 0 | 0 | 0 | 0 | 0 | 0 | 0 | 0 | 0 | 0 | 0 | 0 | 0 | 0 | 0 | 0 | 0 | 0 | 0 | 0 | 0 | 0 | 0 | 0 | 0 | 0 | 0 | 0 | 0 | 0 | 0 | 0
[16 empty] | 0 | 0 | N/a | N/a | N/a | 0 | 0 | 0 | 0 | 0 | 0 | 0 | 0 | 0 | 0 | 0 | 0 | 0 | 0 | 0 | 0 | 0 | 0 | 0 | 0 | 0 | 0 | 0 | 0 | 0 | 0 | 0 | 0 | 0 | 0 | 0 | 0 | 0
[16 empty] | 0 | 0 | N/a | N/a | N/a | 0 | 0 | 0 | 0 | 0 | 0 | 0 | 0 | 0 | 0 | 0 | 0 | 0 | 0 | 0 | 0 | 0 | 0 | 0 | 0 | 0 | 0 | 0 | 0 | 0 | 0 | 0 | 0 | 0 | 0 | 0 | 0 | 0
[16 empty] | 0 | 0 | N/a | N/a | N/a | 0 | 0 | 0 | 0 | 0 | 0 | 0 | 0 | 0 | 0 | 0 | 0 | 0 | 0 | 0 | 0 | 0 | 0 | 0 | 0 | 0 | 0 | 0 | 0 | 0 | 0 | 0 | 0 | 0 | 0 | 0 | 0 | 0
[16 empty] | 0 | 0 | N/a | N/a | N/a | 0 | 0 | 0 | 0 | 0 | 0 | 0 | 0 | 0 | 0 | 0 | 0 | 0 | 0 | 0 | 0 | 0 | 0 | 0 | 0 | 0 | 0 | 0 | 0 | 0 | 0 | 0 | 0 | 0 | 0 | 0 | 0 | 0
[16 empty] | 0 | 0 | N/a | N/a | N/a | 0 | 0 | 0 | 0 | 0 | 0 | 0 | 0 | 0 | 0 | 0 | 0 | 0 | 0 | 0 | 0 | 0 | 0 | 0 | 0 | 0 | 0 | 0 | 0 | 0 | 0 | 0 | 0 | 0 | 0 | 0 | 0 | 0
[16 empty] | 0 | 0 | N/a | N/a | N/a | 0 | 0 | 0 | 0 | 0 | 0 | 0 | 0 | 0 | 0 | 0 | 0 | 0 | 0 | 0 | 0 | 0 | 0 | 0 | 0 | 0 | 0 | 0 | 0 | 0 | 0 | 0 | 0 | 0 | 0 | 0 | 0 | 0
[16 empty] | 0 | 0 | N/a | N/a | N/a | 0 | 0 | 0 | 0 | 0 | 0 | 0 | 0 | 0 | 0 | 0 | 0 | 0 | 0 | 0 | 0 | 0 | 0 | 0 | 0 | 0 | 0 | 0 | 0 | 0 | 0 | 0 | 0 | 0 | 0 | 0 | 0 | 0
[16 empty] | 0 | 0 | N/a | N/a | N/a | 0 | 0 | 0 | 0 | 0 | 0 | 0 | 0 | 0 | 0 | 0 | 0 | 0 | 0 | 0 | 0 | 0 | 0 | 0 | 0 | 0 | 0 | 0 | 0 | 0 | 0 | 0 | 0 | 0 | 0 | 0 | 0 | 0
[16 empty] | 0 | 0 | N/a | N/a | N/a | 0 | 0 | 0 | 0 | 0 | 0 | 0 | 0 | 0 | 0 | 0 | 0 | 0 | 0 | 0 | 0 | 0 | 0 | 0 | 0 | 0 | 0 | 0 | 0 | 0 | 0 | 0 | 0 | 0 | 0 | 0 | 0 | 0
[16 empty] | 0 | 0 | N/a | N/a | N/a | 0 | 0 | 0 | 0 | 0 | 0 | 0 | 0 | 0 | 0 | 0 | 0 | 0 | 0 | 0 | 0 | 0 | 0 | 0 | 0 | 0 | 0 | 0 | 0 | 0 | 0 | 0 | 0 | 0 | 0 | 0 | 0 | 0
[16 empty] | 0 | 0 | N/a | N/a | N/a | 0 | 0 | 0 | 0 | 0 | 0 | 0 | 0 | 0 | 0 | 0 | 0 | 0 | 0 | 0 | 0 | 0 | 0 | 0 | 0 | 0 | 0 | 0 | 0 | 0 | 0 | 0 | 0 | 0 | 0 | 0 | 0 | 0
[16 empty] | 0 | 0 | N/a | N/a | N/a | 0 | 0 | 0 | 0 | 0 | 0 | 0 | 0 | 0 | 0 | 0 | 0 | 0 | 0 | 0 | 0 | 0 | 0 | 0 | 0 | 0 | 0 | 0 | 0 | 0 | 0 | 0 | 0 | 0 | 0 | 0 | 0 | 0
[16 empty] | 0 | 0 | N/a | N/a | N/a | 0 | 0 | 0 | 0 | 0 | 0 | 0 | 0 | 0 | 0 | 0 | 0 | 0 | 0 | 0 | 0 | 0 | 0 | 0 | 0 | 0 | 0 | 0 | 0 | 0 | 0 | 0 | 0 | 0 | 0 | 0 | 0 | 0
[16 empty] | 0 | 0 | N/a | N/a | N/a | 0 | 0 | 0 | 0 | 0 | 0 | 0 | 0 | 0 | 0 | 0 | 0 | 0 | 0 | 0 | 0 | 0 | 0 | 0 | 0 | 0 | 0 | 0 | 0 | 0 | 0 | 0 | 0 | 0 | 0 | 0 | 0 | 0
[16 empty] | 0 | 0 | N/a | N/a | N/a | 0 | 0 | 0 | 0 | 0 | 0 | 0 | 0 | 0 | 0 | 0 | 0 | 0 | 0 | 0 | 0 | 0 | 0 | 0 | 0 | 0 | 0 | 0 | 0 | 0 | 0 | 0 | 0 | 0 | 0 | 0 | 0 | 0
[16 empty] | 0 | 0 | N/a | N/a | N/a | 0 | 0 | 0 | 0 | 0 | 0 | 0 | 0 | 0 | 0 | 0 | 0 | 0 | 0 | 0 | 0 | 0 | 0 | 0 | 0 | 0 | 0 | 0 | 0 | 0 | 0 | 0 | 0 | 0 | 0 | 0 | 0 | 0
[16 empty] | 0 | 0 | N/a | N/a | N/a | 0 | 0 | 0 | 0 | 0 | 0 | 0 | 0 | 0 | 0 | 0 | 0 | 0 | 0 | 0 | 0 | 0 | 0 | 0 | 0 | 0 | 0 | 0 | 0 | 0 | 0 | 0 | 0 | 0 | 0 | 0 | 0 | 0
[16 empty] | 0 | 0 | N/a | N/a | N/a | 0 | 0 | 0 | 0 | 0 | 0 | 0 | 0 | 0 | 0 | 0 | 0 | 0 | 0 | 0 | 0 | 0 | 0 | 0 | 0 | 0 | 0 | 0 | 0 | 0 | 0 | 0 | 0 | 0 | 0 | 0 | 0 | 0
[16 empty] | 0 | 0 | N/a | N/a | N/a | 0 | 0 | 0 | 0 | 0 | 0 | 0 | 0 | 0 | 0 | 0 | 0 | 0 | 0 | 0 | 0 | 0 | 0 | 0 | 0 | 0 | 0 | 0 | 0 | 0 | 0 | 0 | 0 | 0 | 0 | 0 | 0 | 0
[16 empty] | 0 | 0 | N/a | N/a | N/a | 0 | 0 | 0 | 0 | 0 | 0 | 0 | 0 | 0 | 0 | 0 | 0 | 0 | 0 | 0 | 0 | 0 | 0 | 0 | 0 | 0 | 0 | 0 | 0 | 0 | 0 | 0 | 0 | 0 | 0 | 0 | 0 | 0
[16 empty] | 0 | 0 | N/a | N/a | N/a | 0 | 0 | 0 | 0 | 0 | 0 | 0 | 0 | 0 | 0 | 0 | 0 | 0 | 0 | 0 | 0 | 0 | 0 | 0 | 0 | 0 | 0 | 0 | 0 | 0 | 0 | 0 | 0 | 0 | 0 | 0 | 0 | 0
[16 empty] | 0 | 0 | N/a | N/a | N/a | 0 | 0 | 0 | 0 | 0 | 0 | 0 | 0 | 0 | 0 | 0 | 0 | 0 | 0 | 0 | 0 | 0 | 0 | 0 | 0 | 0 | 0 | 0 | 0 | 0 | 0 | 0 | 0 | 0 | 0 | 0 | 0 | 0
[16 empty] | 0 | 0 | N/a | N/a | N/a | 0 | 0 | 0 | 0 | 0 | 0 | 0 | 0 | 0 | 0 | 0 | 0 | 0 | 0 | 0 | 0 | 0 | 0 | 0 | 0 | 0 | 0 | 0 | 0 | 0 | 0 | 0 | 0 | 0 | 0 | 0 | 0 | 0
[16 empty] | 0 | 0 | N/a | N/a | N/a | 0 | 0 | 0 | 0 | 0 | 0 | 0 | 0 | 0 | 0 | 0 | 0 | 0 | 0 | 0 | 0 | 0 | 0 | 0 | 0 | 0 | 0 | 0 | 0 | 0 | 0 | 0 | 0 | 0 | 0 | 0 | 0 | 0
[16 empty] | 0 | 0 | N/a | N/a | N/a | 0 | 0 | 0 | 0 | 0 | 0 | 0 | 0 | 0 | 0 | 0 | 0 | 0 | 0 | 0 | 0 | 0 | 0 | 0 | 0 | 0 | 0 | 0 | 0 | 0 | 0 | 0 | 0 | 0 | 0 | 0 | 0 | 0
[16 empty] | 0 | 0 | N/a | N/a | N/a | 0 | 0 | 0 | 0 | 0 | 0 | 0 | 0 | 0 | 0 | 0 | 0 | 0 | 0 | 0 | 0 | 0 | 0 | 0 | 0 | 0 | 0 | 0 | 0 | 0 | 0 | 0 | 0 | 0 | 0 | 0 | 0 | 0
[16 empty] | 0 | 0 | N/a | N/a | N/a | 0 | 0 | 0 | 0 | 0 | 0 | 0 | 0 | 0 | 0 | 0 | 0 | 0 | 0 | 0 | 0 | 0 | 0 | 0 | 0 | 0 | 0 | 0 | 0 | 0 | 0 | 0 | 0 | 0 | 0 | 0 | 0 | 0
[16 empty] | 0 | 0 | N/a | N/a | N/a | 0 | 0 | 0 | 0 | 0 | 0 | 0 | 0 | 0 | 0 | 0 | 0 | 0 | 0 | 0 | 0 | 0 | 0 | 0 | 0 | 0 | 0 | 0 | 0 | 0 | 0 | 0 | 0 | 0 | 0 | 0 | 0 | 0
[16 empty] | 0 | 0 | N/a | N/a | N/a | 0 | 0 | 0 | 0 | 0 | 0 | 0 | 0 | 0 | 0 | 0 | 0 | 0 | 0 | 0 | 0 | 0 | 0 | 0 | 0 | 0 | 0 | 0 | 0 | 0 | 0 | 0 | 0 | 0 | 0 | 0 | 0 | 0
[16 empty] | 0 | 0 | N/a | N/a | N/a | 0 | 0 | 0 | 0 | 0 | 0 | 0 | 0 | 0 | 0 | 0 | 0 | 0 | 0 | 0 | 0 | 0 | 0 | 0 | 0 | 0 | 0 | 0 | 0 | 0 | 0 | 0 | 0 | 0 | 0 | 0 | 0 | 0
[16 empty] | 0 | 0 | N/a | N/a | N/a | 0 | 0 | 0 | 0 | 0 | 0 | 0 | 0 | 0 | 0 | 0 | 0 | 0 | 0 | 0 | 0 | 0 | 0 | 0 | 0 | 0 | 0 | 0 | 0 | 0 | 0 | 0 | 0 | 0 | 0 | 0 | 0 | 0
[16 empty] | 0 | 0 | N/a | N/a | N/a | 0 | 0 | 0 | 0 | 0 | 0 | 0 | 0 | 0 | 0 | 0 | 0 | 0 | 0 | 0 | 0 | 0 | 0 | 0 | 0 | 0 | 0 | 0 | 0 | 0 | 0 | 0 | 0 | 0 | 0 | 0 | 0 | 0
[16 empty] | 0 | 0 | N/a | N/a | N/a | 0 | 0 | 0 | 0 | 0 | 0 | 0 | 0 | 0 | 0 | 0 | 0 | 0 | 0 | 0 | 0 | 0 | 0 | 0 | 0 | 0 | 0 | 0 | 0 | 0 | 0 | 0 | 0 | 0 | 0 | 0 | 0 | 0
[16 empty] | 0 | 0 | N/a | N/a | N/a | 0 | 0 | 0 | 0 | 0 | 0 | 0 | 0 | 0 | 0 | 0 | 0 | 0 | 0 | 0 | 0 | 0 | 0 | 0 | 0 | 0 | 0 | 0 | 0 | 0 | 0 | 0 | 0 | 0 | 0 | 0 | 0 | 0
[16 empty] | 0 | 0 | N/a | N/a | N/a | 0 | 0 | 0 | 0 | 0 | 0 | 0 | 0 | 0 | 0 | 0 | 0 | 0 | 0 | 0 | 0 | 0 | 0 | 0 | 0 | 0 | 0 | 0 | 0 | 0 | 0 | 0 | 0 | 0 | 0 | 0 | 0 | 0
[16 empty] | 0 | 0 | N/a | N/a | N/a | 0 | 0 | 0 | 0 | 0 | 0 | 0 | 0 | 0 | 0 | 0 | 0 | 0 | 0 | 0 | 0 | 0 | 0 | 0 | 0 | 0 | 0 | 0 | 0 | 0 | 0 | 0 | 0 | 0 | 0 | 0 | 0 | 0
[16 empty] | 0 | 0 | N/a | N/a | N/a | 0 | 0 | 0 | 0 | 0 | 0 | 0 | 0 | 0 | 0 | 0 | 0 | 0 | 0 | 0 | 0 | 0 | 0 | 0 | 0 | 0 | 0 | 0 | 0 | 0 | 0 | 0 | 0 | 0 | 0 | 0 | 0 | 0
[16 empty] | 0 | 0 | N/a | N/a | N/a | 0 | 0 | 0 | 0 | 0 | 0 | 0 | 0 | 0 | 0 | 0 | 0 | 0 | 0 | 0 | 0 | 0 | 0 | 0 | 0 | 0 | 0 | 0 | 0 | 0 | 0 | 0 | 0 | 0 | 0 | 0 | 0 | 0
[16 empty] | 0 | 0 | N/a | N/a | N/a | 0 | 0 | 0 | 0 | 0 | 0 | 0 | 0 | 0 | 0 | 0 | 0 | 0 | 0 | 0 | 0 | 0 | 0 | 0 | 0 | 0 | 0 | 0 | 0 | 0 | 0 | 0 | 0 | 0 | 0 | 0 | 0 | 0
[16 empty] | 0 | 0 | N/a | N/a | N/a | 0 | 0 | 0 | 0 | 0 | 0 | 0 | 0 | 0 | 0 | 0 | 0 | 0 | 0 | 0 | 0 | 0 | 0 | 0 | 0 | 0 | 0 | 0 | 0 | 0 | 0 | 0 | 0 | 0 | 0 | 0 | 0 | 0
[16 empty] | 0 | 0 | N/a | N/a | N/a | 0 | 0 | 0 | 0 | 0 | 0 | 0 | 0 | 0 | 0 | 0 | 0 | 0 | 0 | 0 | 0 | 0 | 0 | 0 | 0 | 0 | 0 | 0 | 0 | 0 | 0 | 0 | 0 | 0 | 0 | 0 | 0 | 0
[16 empty] | 0 | 0 | N/a | N/a | N/a | 0 | 0 | 0 | 0 | 0 | 0 | 0 | 0 | 0 | 0 | 0 | 0 | 0 | 0 | 0 | 0 | 0 | 0 | 0 | 0 | 0 | 0 | 0 | 0 | 0 | 0 | 0 | 0 | 0 | 0 | 0 | 0 | 0
[16 empty] | 0 | 0 | N/a | N/a | N/a | 0 | 0 | 0 | 0 | 0 | 0 | 0 | 0 | 0 | 0 | 0 | 0 | 0 | 0 | 0 | 0 | 0 | 0 | 0 | 0 | 0 | 0 | 0 | 0 | 0 | 0 | 0 | 0 | 0 | 0 | 0 | 0 | 0
[16 empty] | 0 | 0 | N/a | N/a | N/a | 0 | 0 | 0 | 0 | 0 | 0 | 0 | 0 | 0 | 0 | 0 | 0 | 0 | 0 | 0 | 0 | 0 | 0 | 0 | 0 | 0 | 0 | 0 | 0 | 0 | 0 | 0 | 0 | 0 | 0 | 0 | 0 | 0
[16 empty] | 0 | 0 | N/a | N/a | N/a | 0 | 0 | 0 | 0 | 0 | 0 | 0 | 0 | 0 | 0 | 0 | 0 | 0 | 0 | 0 | 0 | 0 | 0 | 0 | 0 | 0 | 0 | 0 | 0 | 0 | 0 | 0 | 0 | 0 | 0 | 0 | 0 | 0
[16 empty] | 0 | 0 | N/a | N/a | N/a | 0 | 0 | 0 | 0 | 0 | 0 | 0 | 0 | 0 | 0 | 0 | 0 | 0 | 0 | 0 | 0 | 0 | 0 | 0 | 0 | 0 | 0 | 0 | 0 | 0 | 0 | 0 | 0 | 0 | 0 | 0 | 0 | 0
[16 empty] | 0 | 0 | N/a | N/a | N/a | 0 | 0 | 0 | 0 | 0 | 0 | 0 | 0 | 0 | 0 | 0 | 0 | 0 | 0 | 0 | 0 | 0 | 0 | 0 | 0 | 0 | 0 | 0 | 0 | 0 | 0 | 0 | 0 | 0 | 0 | 0 | 0 | 0
[16 empty] | 0 | 0 | N/a | N/a | N/a | 0 | 0 | 0 | 0 | 0 | 0 | 0 | 0 | 0 | 0 | 0 | 0 | 0 | 0 | 0 | 0 | 0 | 0 | 0 | 0 | 0 | 0 | 0 | 0 | 0 | 0 | 0 | 0 | 0 | 0 | 0 | 0 | 0
[16 empty] | 0 | 0 | N/a | N/a | N/a | 0 | 0 | 0 | 0 | 0 | 0 | 0 | 0 | 0 | 0 | 0 | 0 | 0 | 0 | 0 | 0 | 0 | 0 | 0 | 0 | 0 | 0 | 0 | 0 | 0 | 0 | 0 | 0 | 0 | 0 | 0 | 0 | 0
[16 empty] | 0 | 0 | N/a | N/a | N/a | 0 | 0 | 0 | 0 | 0 | 0 | 0 | 0 | 0 | 0 | 0 | 0 | 0 | 0 | 0 | 0 | 0 | 0 | 0 | 0 | 0 | 0 | 0 | 0 | 0 | 0 | 0 | 0 | 0 | 0 | 0 | 0 | 0
[16 empty] | 0 | 0 | N/a | N/a | N/a | 0 | 0 | 0 | 0 | 0 | 0 | 0 | 0 | 0 | 0 | 0 | 0 | 0 | 0 | 0 | 0 | 0 | 0 | 0 | 0 | 0 | 0 | 0 | 0 | 0 | 0 | 0 | 0 | 0 | 0 | 0 | 0 | 0
[16 empty] | 0 | 0 | N/a | N/a | N/a | 0 | 0 | 0 | 0 | 0 | 0 | 0 | 0 | 0 | 0 | 0 | 0 | 0 | 0 | 0 | 0 | 0 | 0 | 0 | 0 | 0 | 0 | 0 | 0 | 0 | 0 | 0 | 0 | 0 | 0 | 0 | 0 | 0
[16 empty] | 0 | 0 | N/a | N/a | N/a | 0 | 0 | 0 | 0 | 0 | 0 | 0 | 0 | 0 | 0 | 0 | 0 | 0 | 0 | 0 | 0 | 0 | 0 | 0 | 0 | 0 | 0 | 0 | 0 | 0 | 0 | 0 | 0 | 0 | 0 | 0 | 0 | 0
[16 empty] | 0 | 0 | N/a | N/a | N/a | 0 | 0 | 0 | 0 | 0 | 0 | 0 | 0 | 0 | 0 | 0 | 0 | 0 | 0 | 0 | 0 | 0 | 0 | 0 | 0 | 0 | 0 | 0 | 0 | 0 | 0 | 0 | 0 | 0 | 0 | 0 | 0 | 0
[16 empty] | 0 | 0 | N/a | N/a | N/a | 0 | 0 | 0 | 0 | 0 | 0 | 0 | 0 | 0 | 0 | 0 | 0 | 0 | 0 | 0 | 0 | 0 | 0 | 0 | 0 | 0 | 0 | 0 | 0 | 0 | 0 | 0 | 0 | 0 | 0 | 0 | 0 | 0
[16 empty] | 0 | 0 | N/a | N/a | N/a | 0 | 0 | 0 | 0 | 0 | 0 | 0 | 0 | 0 | 0 | 0 | 0 | 0 | 0 | 0 | 0 | 0 | 0 | 0 | 0 | 0 | 0 | 0 | 0 | 0 | 0 | 0 | 0 | 0 | 0 | 0 | 0 | 0
[16 empty] | 0 | 0 | N/a | N/a | N/a | 0 | 0 | 0 | 0 | 0 | 0 | 0 | 0 | 0 | 0 | 0 | 0 | 0 | 0 | 0 | 0 | 0 | 0 | 0 | 0 | 0 | 0 | 0 | 0 | 0 | 0 | 0 | 0 | 0 | 0 | 0 | 0 | 0
[16 empty] | 0 | 0 | N/a | N/a | N/a | 0 | 0 | 0 | 0 | 0 | 0 | 0 | 0 | 0 | 0 | 0 | 0 | 0 | 0 | 0 | 0 | 0 | 0 | 0 | 0 | 0 | 0 | 0 | 0 | 0 | 0 | 0 | 0 | 0 | 0 | 0 | 0 | 0
[16 empty] | 0 | 0 | N/a | N/a | N/a | 0 | 0 | 0 | 0 | 0 | 0 | 0 | 0 | 0 | 0 | 0 | 0 | 0 | 0 | 0 | 0 | 0 | 0 | 0 | 0 | 0 | 0 | 0 | 0 | 0 | 0 | 0 | 0 | 0 | 0 | 0 | 0 | 0
[16 empty] | 0 | 0 | N/a | N/a | N/a | 0 | 0 | 0 | 0 | 0 | 0 | 0 | 0 | 0 | 0 | 0 | 0 | 0 | 0 | 0 | 0 | 0 | 0 | 0 | 0 | 0 | 0 | 0 | 0 | 0 | 0 | 0 | 0 | 0 | 0 | 0 | 0 | 0
[16 empty] | 0 | 0 | N/a | N/a | N/a | 0 | 0 | 0 | 0 | 0 | 0 | 0 | 0 | 0 | 0 | 0 | 0 | 0 | 0 | 0 | 0 | 0 | 0 | 0 | 0 | 0 | 0 | 0 | 0 | 0 | 0 | 0 | 0 | 0 | 0 | 0 | 0 | 0
[16 empty] | 0 | 0 | N/a | N/a | N/a | 0 | 0 | 0 | 0 | 0 | 0 | 0 | 0 | 0 | 0 | 0 | 0 | 0 | 0 | 0 | 0 | 0 | 0 | 0 | 0 | 0 | 0 | 0 | 0 | 0 | 0 | 0 | 0 | 0 | 0 | 0 | 0 | 0
[16 empty] | 0 | 0 | N/a | N/a | N/a | 0 | 0 | 0 | 0 | 0 | 0 | 0 | 0 | 0 | 0 | 0 | 0 | 0 | 0 | 0 | 0 | 0 | 0 | 0 | 0 | 0 | 0 | 0 | 0 | 0 | 0 | 0 | 0 | 0 | 0 | 0 | 0 | 0
[16 empty] | 0 | 0 | N/a | N/a | N/a | 0 | 0 | 0 | 0 | 0 | 0 | 0 | 0 | 0 | 0 | 0 | 0 | 0 | 0 | 0 | 0 | 0 | 0 | 0 | 0 | 0 | 0 | 0 | 0 | 0 | 0 | 0 | 0 | 0 | 0 | 0 | 0 | 0
[16 empty] | 0 | 0 | N/a | N/a | N/a | 0 | 0 | 0 | 0 | 0 | 0 | 0 | 0 | 0 | 0 | 0 | 0 | 0 | 0 | 0 | 0 | 0 | 0 | 0 | 0 | 0 | 0 | 0 | 0 | 0 | 0 | 0 | 0 | 0 | 0 | 0 | 0 | 0
[16 empty] | 0 | 0 | N/a | N/a | N/a | 0 | 0 | 0 | 0 | 0 | 0 | 0 | 0 | 0 | 0 | 0 | 0 | 0 | 0 | 0 | 0 | 0 | 0 | 0 | 0 | 0 | 0 | 0 | 0 | 0 | 0 | 0 | 0 | 0 | 0 | 0 | 0 | 0
[16 empty] | 0 | 0 | N/a | N/a | N/a | 0 | 0 | 0 | 0 | 0 | 0 | 0 | 0 | 0 | 0 | 0 | 0 | 0 | 0 | 0 | 0 | 0 | 0 | 0 | 0 | 0 | 0 | 0 | 0 | 0 | 0 | 0 | 0 | 0 | 0 | 0 | 0 | 0
[16 empty] | 0 | 0 | N/a | N/a | N/a | 0 | 0 | 0 | 0 | 0 | 0 | 0 | 0 | 0 | 0 | 0 | 0 | 0 | 0 | 0 | 0 | 0 | 0 | 0 | 0 | 0 | 0 | 0 | 0 | 0 | 0 | 0 | 0 | 0 | 0 | 0 | 0 | 0
[16 empty] | 0 | 0 | N/a | N/a | N/a | 0 | 0 | 0 | 0 | 0 | 0 | 0 | 0 | 0 | 0 | 0 | 0 | 0 | 0 | 0 | 0 | 0 | 0 | 0 | 0 | 0 | 0 | 0 | 0 | 0 | 0 | 0 | 0 | 0 | 0 | 0 | 0 | 0
[16 empty] | 0 | 0 | N/a | N/a | N/a | 0 | 0 | 0 | 0 | 0 | 0 | 0 | 0 | 0 | 0 | 0 | 0 | 0 | 0 | 0 | 0 | 0 | 0 | 0 | 0 | 0 | 0 | 0 | 0 | 0 | 0 | 0 | 0 | 0 | 0 | 0 | 0 | 0
[16 empty] | 0 | 0 | N/a | N/a | N/a | 0 | 0 | 0 | 0 | 0 | 0 | 0 | 0 | 0 | 0 | 0 | 0 | 0 | 0 | 0 | 0 | 0 | 0 | 0 | 0 | 0 | 0 | 0 | 0 | 0 | 0 | 0 | 0 | 0 | 0 | 0 | 0 | 0
[16 empty] | 0 | 0 | N/a | N/a | N/a | 0 | 0 | 0 | 0 | 0 | 0 | 0 | 0 | 0 | 0 | 0 | 0 | 0 | 0 | 0 | 0 | 0 | 0 | 0 | 0 | 0 | 0 | 0 | 0 | 0 | 0 | 0 | 0 | 0 | 0 | 0 | 0 | 0
[16 empty] | 0 | 0 | N/a | N/a | N/a | 0 | 0 | 0 | 0 | 0 | 0 | 0 | 0 | 0 | 0 | 0 | 0 | 0 | 0 | 0 | 0 | 0 | 0 | 0 | 0 | 0 | 0 | 0 | 0 | 0 | 0 | 0 | 0 | 0 | 0 | 0 | 0 | 0
[16 empty] | 0 | 0 | N/a | N/a | N/a | 0 | 0 | 0 | 0 | 0 | 0 | 0 | 0 | 0 | 0 | 0 | 0 | 0 | 0 | 0 | 0 | 0 | 0 | 0 | 0 | 0 | 0 | 0 | 0 | 0 | 0 | 0 | 0 | 0 | 0 | 0 | 0 | 0
[16 empty] | 0 | 0 | N/a | N/a | N/a | 0 | 0 | 0 | 0 | 0 | 0 | 0 | 0 | 0 | 0 | 0 | 0 | 0 | 0 | 0 | 0 | 0 | 0 | 0 | 0 | 0 | 0 | 0 | 0 | 0 | 0 | 0 | 0 | 0 | 0 | 0 | 0 | 0
[16 empty] | 0 | 0 | N/a | N/a | N/a | 0 | 0 | 0 | 0 | 0 | 0 | 0 | 0 | 0 | 0 | 0 | 0 | 0 | 0 | 0 | 0 | 0 | 0 | 0 | 0 | 0 | 0 | 0 | 0 | 0 | 0 | 0 | 0 | 0 | 0 | 0 | 0 | 0
[16 empty] | 0 | 0 | N/a | N/a | N/a | 0 | 0 | 0 | 0 | 0 | 0 | 0 | 0 | 0 | 0 | 0 | 0 | 0 | 0 | 0 | 0 | 0 | 0 | 0 | 0 | 0 | 0 | 0 | 0 | 0 | 0 | 0 | 0 | 0 | 0 | 0 | 0 | 0
[16 empty] | 0 | 0 | N/a | N/a | N/a | 0 | 0 | 0 | 0 | 0 | 0 | 0 | 0 | 0 | 0 | 0 | 0 | 0 | 0 | 0 | 0 | 0 | 0 | 0 | 0 | 0 | 0 | 0 | 0 | 0 | 0 | 0 | 0 | 0 | 0 | 0 | 0 | 0
[16 empty] | 0 | 0 | N/a | N/a | N/a | 0 | 0 | 0 | 0 | 0 | 0 | 0 | 0 | 0 | 0 | 0 | 0 | 0 | 0 | 0 | 0 | 0 | 0 | 0 | 0 | 0 | 0 | 0 | 0 | 0 | 0 | 0 | 0 | 0 | 0 | 0 | 0 | 0
[16 empty] | 0 | 0 | N/a | N/a | N/a | 0 | 0 | 0 | 0 | 0 | 0 | 0 | 0 | 0 | 0 | 0 | 0 | 0 | 0 | 0 | 0 | 0 | 0 | 0 | 0 | 0 | 0 | 0 | 0 | 0 | 0 | 0 | 0 | 0 | 0 | 0 | 0 | 0
[16 empty] | 0 | 0 | N/a | N/a | N/a | 0 | 0 | 0 | 0 | 0 | 0 | 0 | 0 | 0 | 0 | 0 | 0 | 0 | 0 | 0 | 0 | 0 | 0 | 0 | 0 | 0 | 0 | 0 | 0 | 0 | 0 | 0 | 0 | 0 | 0 | 0 | 0 | 0
[16 empty] | 0 | 0 | N/a | N/a | N/a | 0 | 0 | 0 | 0 | 0 | 0 | 0 | 0 | 0 | 0 | 0 | 0 | 0 | 0 | 0 | 0 | 0 | 0 | 0 | 0 | 0 | 0 | 0 | 0 | 0 | 0 | 0 | 0 | 0 | 0 | 0 | 0 | 0
[16 empty] | 0 | 0 | N/a | N/a | N/a | 0 | 0 | 0 | 0 | 0 | 0 | 0 | 0 | 0 | 0 | 0 | 0 | 0 | 0 | 0 | 0 | 0 | 0 | 0 | 0 | 0 | 0 | 0 | 0 | 0 | 0 | 0 | 0 | 0 | 0 | 0 | 0 | 0
[16 empty] | 0 | 0 | N/a | N/a | N/a | 0 | 0 | 0 | 0 | 0 | 0 | 0 | 0 | 0 | 0 | 0 | 0 | 0 | 0 | 0 | 0 | 0 | 0 | 0 | 0 | 0 | 0 | 0 | 0 | 0 | 0 | 0 | 0 | 0 | 0 | 0 | 0 | 0
[16 empty] | 0 | 0 | N/a | N/a | N/a | 0 | 0 | 0 | 0 | 0 | 0 | 0 | 0 | 0 | 0 | 0 | 0 | 0 | 0 | 0 | 0 | 0 | 0 | 0 | 0 | 0 | 0 | 0 | 0 | 0 | 0 | 0 | 0 | 0 | 0 | 0 | 0 | 0
[16 empty] | 0 | 0 | N/a | N/a | N/a | 0 | 0 | 0 | 0 | 0 | 0 | 0 | 0 | 0 | 0 | 0 | 0 | 0 | 0 | 0 | 0 | 0 | 0 | 0 | 0 | 0 | 0 | 0 | 0 | 0 | 0 | 0 | 0 | 0 | 0 | 0 | 0 | 0
[16 empty] | 0 | 0 | N/a | N/a | N/a | 0 | 0 | 0 | 0 | 0 | 0 | 0 | 0 | 0 | 0 | 0 | 0 | 0 | 0 | 0 | 0 | 0 | 0 | 0 | 0 | 0 | 0 | 0 | 0 | 0 | 0 | 0 | 0 | 0 | 0 | 0 | 0 | 0
[16 empty] | 0 | 0 | N/a | N/a | N/a | 0 | 0 | 0 | 0 | 0 | 0 | 0 | 0 | 0 | 0 | 0 | 0 | 0 | 0 | 0 | 0 | 0 | 0 | 0 | 0 | 0 | 0 | 0 | 0 | 0 | 0 | 0 | 0 | 0 | 0 | 0 | 0 | 0
[16 empty] | 0 | 0 | N/a | N/a | N/a | 0 | 0 | 0 | 0 | 0 | 0 | 0 | 0 | 0 | 0 | 0 | 0 | 0 | 0 | 0 | 0 | 0 | 0 | 0 | 0 | 0 | 0 | 0 | 0 | 0 | 0 | 0 | 0 | 0 | 0 | 0 | 0 | 0
[16 empty] | 0 | 0 | N/a | N/a | N/a | 0 | 0 | 0 | 0 | 0 | 0 | 0 | 0 | 0 | 0 | 0 | 0 | 0 | 0 | 0 | 0 | 0 | 0 | 0 | 0 | 0 | 0 | 0 | 0 | 0 | 0 | 0 | 0 | 0 | 0 | 0 | 0 | 0
[16 empty] | 0 | 0 | N/a | N/a | N/a | 0 | 0 | 0 | 0 | 0 | 0 | 0 | 0 | 0 | 0 | 0 | 0 | 0 | 0 | 0 | 0 | 0 | 0 | 0 | 0 | 0 | 0 | 0 | 0 | 0 | 0 | 0 | 0 | 0 | 0 | 0 | 0 | 0
[16 empty] | 0 | 0 | N/a | N/a | N/a | 0 | 0 | 0 | 0 | 0 | 0 | 0 | 0 | 0 | 0 | 0 | 0 | 0 | 0 | 0 | 0 | 0 | 0 | 0 | 0 | 0 | 0 | 0 | 0 | 0 | 0 | 0 | 0 | 0 | 0 | 0 | 0 | 0
[16 empty] | 0 | 0 | N/a | N/a | N/a | 0 | 0 | 0 | 0 | 0 | 0 | 0 | 0 | 0 | 0 | 0 | 0 | 0 | 0 | 0 | 0 | 0 | 0 | 0 | 0 | 0 | 0 | 0 | 0 | 0 | 0 | 0 | 0 | 0 | 0 | 0 | 0 | 0
[16 empty] | 0 | 0 | N/a | N/a | N/a | 0 | 0 | 0 | 0 | 0 | 0 | 0 | 0 | 0 | 0 | 0 | 0 | 0 | 0 | 0 | 0 | 0 | 0 | 0 | 0 | 0 | 0 | 0 | 0 | 0 | 0 | 0 | 0 | 0 | 0 | 0 | 0 | 0
[16 empty] | 0 | 0 | N/a | N/a | N/a | 0 | 0 | 0 | 0 | 0 | 0 | 0 | 0 | 0 | 0 | 0 | 0 | 0 | 0 | 0 | 0 | 0 | 0 | 0 | 0 | 0 | 0 | 0 | 0 | 0 | 0 | 0 | 0 | 0 | 0 | 0 | 0 | 0
[16 empty] | 0 | 0 | N/a | N/a | N/a | 0 | 0 | 0 | 0 | 0 | 0 | 0 | 0 | 0 | 0 | 0 | 0 | 0 | 0 | 0 | 0 | 0 | 0 | 0 | 0 | 0 | 0 | 0 | 0 | 0 | 0 | 0 | 0 | 0 | 0 | 0 | 0 | 0
[16 empty] | 0 | 0 | N/a | N/a | N/a | 0 | 0 | 0 | 0 | 0 | 0 | 0 | 0 | 0 | 0 | 0 | 0 | 0 | 0 | 0 | 0 | 0 | 0 | 0 | 0 | 0 | 0 | 0 | 0 | 0 | 0 | 0 | 0 | 0 | 0 | 0 | 0 | 0
[16 empty] | 0 | 0 | N/a | N/a | N/a | 0 | 0 | 0 | 0 | 0 | 0 | 0 | 0 | 0 | 0 | 0 | 0 | 0 | 0 | 0 | 0 | 0 | 0 | 0 | 0 | 0 | 0 | 0 | 0 | 0 | 0 | 0 | 0 | 0 | 0 | 0 | 0 | 0
[16 empty] | 0 | 0 | N/a | N/a | N/a | 0 | 0 | 0 | 0 | 0 | 0 | 0 | 0 | 0 | 0 | 0 | 0 | 0 | 0 | 0 | 0 | 0 | 0 | 0 | 0 | 0 | 0 | 0 | 0 | 0 | 0 | 0 | 0 | 0 | 0 | 0 | 0 | 0
[16 empty] | 0 | 0 | N/a | N/a | N/a | 0 | 0 | 0 | 0 | 0 | 0 | 0 | 0 | 0 | 0 | 0 | 0 | 0 | 0 | 0 | 0 | 0 | 0 | 0 | 0 | 0 | 0 | 0 | 0 | 0 | 0 | 0 | 0 | 0 | 0 | 0 | 0 | 0
[16 empty] | 0 | 0 | N/a | N/a | N/a | 0 | 0 | 0 | 0 | 0 | 0 | 0 | 0 | 0 | 0 | 0 | 0 | 0 | 0 | 0 | 0 | 0 | 0 | 0 | 0 | 0 | 0 | 0 | 0 | 0 | 0 | 0 | 0 | 0 | 0 | 0 | 0 | 0
[16 empty] | 0 | 0 | N/a | N/a | N/a | 0 | 0 | 0 | 0 | 0 | 0 | 0 | 0 | 0 | 0 | 0 | 0 | 0 | 0 | 0 | 0 | 0 | 0 | 0 | 0 | 0 | 0 | 0 | 0 | 0 | 0 | 0 | 0 | 0 | 0 | 0 | 0 | 0
[16 empty] | 0 | 0 | N/a | N/a | N/a | 0 | 0 | 0 | 0 | 0 | 0 | 0 | 0 | 0 | 0 | 0 | 0 | 0 | 0 | 0 | 0 | 0 | 0 | 0 | 0 | 0 | 0 | 0 | 0 | 0 | 0 | 0 | 0 | 0 | 0 | 0 | 0 | 0
[16 empty] | 0 | 0 | N/a | N/a | N/a | 0 | 0 | 0 | 0 | 0 | 0 | 0 | 0 | 0 | 0 | 0 | 0 | 0 | 0 | 0 | 0 | 0 | 0 | 0 | 0 | 0 | 0 | 0 | 0 | 0 | 0 | 0 | 0 | 0 | 0 | 0 | 0 | 0
[16 empty] | 0 | 0 | N/a | N/a | N/a | 0 | 0 | 0 | 0 | 0 | 0 | 0 | 0 | 0 | 0 | 0 | 0 | 0 | 0 | 0 | 0 | 0 | 0 | 0 | 0 | 0 | 0 | 0 | 0 | 0 | 0 | 0 | 0 | 0 | 0 | 0 | 0 | 0
[16 empty] | 0 | 0 | N/a | N/a | N/a | 0 | 0 | 0 | 0 | 0 | 0 | 0 | 0 | 0 | 0 | 0 | 0 | 0 | 0 | 0 | 0 | 0 | 0 | 0 | 0 | 0 | 0 | 0 | 0 | 0 | 0 | 0 | 0 | 0 | 0 | 0 | 0 | 0
[16 empty] | 0 | 0 | N/a | N/a | N/a | 0 | 0 | 0 | 0 | 0 | 0 | 0 | 0 | 0 | 0 | 0 | 0 | 0 | 0 | 0 | 0 | 0 | 0 | 0 | 0 | 0 | 0 | 0 | 0 | 0 | 0 | 0 | 0 | 0 | 0 | 0 | 0 | 0
[16 empty] | 0 | 0 | N/a | N/a | N/a | 0 | 0 | 0 | 0 | 0 | 0 | 0 | 0 | 0 | 0 | 0 | 0 | 0 | 0 | 0 | 0 | 0 | 0 | 0 | 0 | 0 | 0 | 0 | 0 | 0 | 0 | 0 | 0 | 0 | 0 | 0 | 0 | 0
[16 empty] | 0 | 0 | N/a | N/a | N/a | 0 | 0 | 0 | 0 | 0 | 0 | 0 | 0 | 0 | 0 | 0 | 0 | 0 | 0 | 0 | 0 | 0 | 0 | 0 | 0 | 0 | 0 | 0 | 0 | 0 | 0 | 0 | 0 | 0 | 0 | 0 | 0 | 0
[16 empty] | 0 | 0 | N/a | N/a | N/a | 0 | 0 | 0 | 0 | 0 | 0 | 0 | 0 | 0 | 0 | 0 | 0 | 0 | 0 | 0 | 0 | 0 | 0 | 0 | 0 | 0 | 0 | 0 | 0 | 0 | 0 | 0 | 0 | 0 | 0 | 0 | 0 | 0
[16 empty] | 0 | 0 | N/a | N/a | N/a | 0 | 0 | 0 | 0 | 0 | 0 | 0 | 0 | 0 | 0 | 0 | 0 | 0 | 0 | 0 | 0 | 0 | 0 | 0 | 0 | 0 | 0 | 0 | 0 | 0 | 0 | 0 | 0 | 0 | 0 | 0 | 0 | 0
[16 empty] | 0 | 0 | N/a | N/a | N/a | 0 | 0 | 0 | 0 | 0 | 0 | 0 | 0 | 0 | 0 | 0 | 0 | 0 | 0 | 0 | 0 | 0 | 0 | 0 | 0 | 0 | 0 | 0 | 0 | 0 | 0 | 0 | 0 | 0 | 0 | 0 | 0 | 0
[16 empty] | 0 | 0 | N/a | N/a | N/a | 0 | 0 | 0 | 0 | 0 | 0 | 0 | 0 | 0 | 0 | 0 | 0 | 0 | 0 | 0 | 0 | 0 | 0 | 0 | 0 | 0 | 0 | 0 | 0 | 0 | 0 | 0 | 0 | 0 | 0 | 0 | 0 | 0
[16 empty] | 0 | 0 | N/a | N/a | N/a | 0 | 0 | 0 | 0 | 0 | 0 | 0 | 0 | 0 | 0 | 0 | 0 | 0 | 0 | 0 | 0 | 0 | 0 | 0 | 0 | 0 | 0 | 0 | 0 | 0 | 0 | 0 | 0 | 0 | 0 | 0 | 0 | 0
[16 empty] | 0 | 0 | N/a | N/a | N/a | 0 | 0 | 0 | 0 | 0 | 0 | 0 | 0 | 0 | 0 | 0 | 0 | 0 | 0 | 0 | 0 | 0 | 0 | 0 | 0 | 0 | 0 | 0 | 0 | 0 | 0 | 0 | 0 | 0 | 0 | 0 | 0 | 0
[16 empty] | 0 | 0 | N/a | N/a | N/a | 0 | 0 | 0 | 0 | 0 | 0 | 0 | 0 | 0 | 0 | 0 | 0 | 0 | 0 | 0 | 0 | 0 | 0 | 0 | 0 | 0 | 0 | 0 | 0 | 0 | 0 | 0 | 0 | 0 | 0 | 0 | 0 | 0
[16 empty] | 0 | 0 | N/a | N/a | N/a | 0 | 0 | 0 | 0 | 0 | 0 | 0 | 0 | 0 | 0 | 0 | 0 | 0 | 0 | 0 | 0 | 0 | 0 | 0 | 0 | 0 | 0 | 0 | 0 | 0 | 0 | 0 | 0 | 0 | 0 | 0 | 0 | 0
[16 empty] | 0 | 0 | N/a | N/a | N/a | 0 | 0 | 0 | 0 | 0 | 0 | 0 | 0 | 0 | 0 | 0 | 0 | 0 | 0 | 0 | 0 | 0 | 0 | 0 | 0 | 0 | 0 | 0 | 0 | 0 | 0 | 0 | 0 | 0 | 0 | 0 | 0 | 0
[16 empty] | 0 | 0 | N/a | N/a | N/a | 0 | 0 | 0 | 0 | 0 | 0 | 0 | 0 | 0 | 0 | 0 | 0 | 0 | 0 | 0 | 0 | 0 | 0 | 0 | 0 | 0 | 0 | 0 | 0 | 0 | 0 | 0 | 0 | 0 | 0 | 0 | 0 | 0
[16 empty] | 0 | 0 | N/a | N/a | N/a | 0 | 0 | 0 | 0 | 0 | 0 | 0 | 0 | 0 | 0 | 0 | 0 | 0 | 0 | 0 | 0 | 0 | 0 | 0 | 0 | 0 | 0 | 0 | 0 | 0 | 0 | 0 | 0 | 0 | 0 | 0 | 0 | 0
[16 empty] | 0 | 0 | N/a | N/a | N/a | 0 | 0 | 0 | 0 | 0 | 0 | 0 | 0 | 0 | 0 | 0 | 0 | 0 | 0 | 0 | 0 | 0 | 0 | 0 | 0 | 0 | 0 | 0 | 0 | 0 | 0 | 0 | 0 | 0 | 0 | 0 | 0 | 0
[16 empty] | 0 | 0 | N/a | N/a | N/a | 0 | 0 | 0 | 0 | 0 | 0 | 0 | 0 | 0 | 0 | 0 | 0 | 0 | 0 | 0 | 0 | 0 | 0 | 0 | 0 | 0 | 0 | 0 | 0 | 0 | 0 | 0 | 0 | 0 | 0 | 0 | 0 | 0
[16 empty] | 0 | 0 | N/a | N/a | N/a | 0 | 0 | 0 | 0 | 0 | 0 | 0 | 0 | 0 | 0 | 0 | 0 | 0 | 0 | 0 | 0 | 0 | 0 | 0 | 0 | 0 | 0 | 0 | 0 | 0 | 0 | 0 | 0 | 0 | 0 | 0 | 0 | 0
[16 empty] | 0 | 0 | N/a | N/a | N/a | 0 | 0 | 0 | 0 | 0 | 0 | 0 | 0 | 0 | 0 | 0 | 0 | 0 | 0 | 0 | 0 | 0 | 0 | 0 | 0 | 0 | 0 | 0 | 0 | 0 | 0 | 0 | 0 | 0 | 0 | 0 | 0 | 0
[16 empty] | 0 | 0 | N/a | N/a | N/a | 0 | 0 | 0 | 0 | 0 | 0 | 0 | 0 | 0 | 0 | 0 | 0 | 0 | 0 | 0 | 0 | 0 | 0 | 0 | 0 | 0 | 0 | 0 | 0 | 0 | 0 | 0 | 0 | 0 | 0 | 0 | 0 | 0
[16 empty] | 0 | 0 | N/a | N/a | N/a | 0 | 0 | 0 | 0 | 0 | 0 | 0 | 0 | 0 | 0 | 0 | 0 | 0 | 0 | 0 | 0 | 0 | 0 | 0 | 0 | 0 | 0 | 0 | 0 | 0 | 0 | 0 | 0 | 0 | 0 | 0 | 0 | 0
[16 empty] | 0 | 0 | N/a | N/a | N/a | 0 | 0 | 0 | 0 | 0 | 0 | 0 | 0 | 0 | 0 | 0 | 0 | 0 | 0 | 0 | 0 | 0 | 0 | 0 | 0 | 0 | 0 | 0 | 0 | 0 | 0 | 0 | 0 | 0 | 0 | 0 | 0 | 0
[16 empty] | 0 | 0 | N/a | N/a | N/a | 0 | 0 | 0 | 0 | 0 | 0 | 0 | 0 | 0 | 0 | 0 | 0 | 0 | 0 | 0 | 0 | 0 | 0 | 0 | 0 | 0 | 0 | 0 | 0 | 0 | 0 | 0 | 0 | 0 | 0 | 0 | 0 | 0
[16 empty] | 0 | 0 | N/a | N/a | N/a | 0 | 0 | 0 | 0 | 0 | 0 | 0 | 0 | 0 | 0 | 0 | 0 | 0 | 0 | 0 | 0 | 0 | 0 | 0 | 0 | 0 | 0 | 0 | 0 | 0 | 0 | 0 | 0 | 0 | 0 | 0 | 0 | 0
[16 empty] | 0 | 0 | N/a | N/a | N/a | 0 | 0 | 0 | 0 | 0 | 0 | 0 | 0 | 0 | 0 | 0 | 0 | 0 | 0 | 0 | 0 | 0 | 0 | 0 | 0 | 0 | 0 | 0 | 0 | 0 | 0 | 0 | 0 | 0 | 0 | 0 | 0 | 0
[16 empty] | 0 | 0 | N/a | N/a | N/a | 0 | 0 | 0 | 0 | 0 | 0 | 0 | 0 | 0 | 0 | 0 | 0 | 0 | 0 | 0 | 0 | 0 | 0 | 0 | 0 | 0 | 0 | 0 | 0 | 0 | 0 | 0 | 0 | 0 | 0 | 0 | 0 | 0
[16 empty] | 0 | 0 | N/a | N/a | N/a | 0 | 0 | 0 | 0 | 0 | 0 | 0 | 0 | 0 | 0 | 0 | 0 | 0 | 0 | 0 | 0 | 0 | 0 | 0 | 0 | 0 | 0 | 0 | 0 | 0 | 0 | 0 | 0 | 0 | 0 | 0 | 0 | 0
[16 empty] | 0 | 0 | N/a | N/a | N/a | 0 | 0 | 0 | 0 | 0 | 0 | 0 | 0 | 0 | 0 | 0 | 0 | 0 | 0 | 0 | 0 | 0 | 0 | 0 | 0 | 0 | 0 | 0 | 0 | 0 | 0 | 0 | 0 | 0 | 0 | 0 | 0 | 0
[16 empty] | 0 | 0 | N/a | N/a | N/a | 0 | 0 | 0 | 0 | 0 | 0 | 0 | 0 | 0 | 0 | 0 | 0 | 0 | 0 | 0 | 0 | 0 | 0 | 0 | 0 | 0 | 0 | 0 | 0 | 0 | 0 | 0 | 0 | 0 | 0 | 0 | 0 | 0
[16 empty] | 0 | 0 | N/a | N/a | N/a | 0 | 0 | 0 | 0 | 0 | 0 | 0 | 0 | 0 | 0 | 0 | 0 | 0 | 0 | 0 | 0 | 0 | 0 | 0 | 0 | 0 | 0 | 0 | 0 | 0 | 0 | 0 | 0 | 0 | 0 | 0 | 0 | 0
[16 empty] | 0 | 0 | N/a | N/a | N/a | 0 | 0 | 0 | 0 | 0 | 0 | 0 | 0 | 0 | 0 | 0 | 0 | 0 | 0 | 0 | 0 | 0 | 0 | 0 | 0 | 0 | 0 | 0 | 0 | 0 | 0 | 0 | 0 | 0 | 0 | 0 | 0 | 0
[16 empty] | 0 | 0 | N/a | N/a | N/a | 0 | 0 | 0 | 0 | 0 | 0 | 0 | 0 | 0 | 0 | 0 | 0 | 0 | 0 | 0 | 0 | 0 | 0 | 0 | 0 | 0 | 0 | 0 | 0 | 0 | 0 | 0 | 0 | 0 | 0 | 0 | 0 | 0
[16 empty] | 0 | 0 | N/a | N/a | N/a | 0 | 0 | 0 | 0 | 0 | 0 | 0 | 0 | 0 | 0 | 0 | 0 | 0 | 0 | 0 | 0 | 0 | 0 | 0 | 0 | 0 | 0 | 0 | 0 | 0 | 0 | 0 | 0 | 0 | 0 | 0 | 0 | 0
[16 empty] | 0 | 0 | N/a | N/a | N/a | 0 | 0 | 0 | 0 | 0 | 0 | 0 | 0 | 0 | 0 | 0 | 0 | 0 | 0 | 0 | 0 | 0 | 0 | 0 | 0 | 0 | 0 | 0 | 0 | 0 | 0 | 0 | 0 | 0 | 0 | 0 | 0 | 0
[16 empty] | 0 | 0 | N/a | N/a | N/a | 0 | 0 | 0 | 0 | 0 | 0 | 0 | 0 | 0 | 0 | 0 | 0 | 0 | 0 | 0 | 0 | 0 | 0 | 0 | 0 | 0 | 0 | 0 | 0 | 0 | 0 | 0 | 0 | 0 | 0 | 0 | 0 | 0
[16 empty] | 0 | 0 | N/a | N/a | N/a | 0 | 0 | 0 | 0 | 0 | 0 | 0 | 0 | 0 | 0 | 0 | 0 | 0 | 0 | 0 | 0 | 0 | 0 | 0 | 0 | 0 | 0 | 0 | 0 | 0 | 0 | 0 | 0 | 0 | 0 | 0 | 0 | 0
[16 empty] | 0 | 0 | N/a | N/a | N/a | 0 | 0 | 0 | 0 | 0 | 0 | 0 | 0 | 0 | 0 | 0 | 0 | 0 | 0 | 0 | 0 | 0 | 0 | 0 | 0 | 0 | 0 | 0 | 0 | 0 | 0 | 0 | 0 | 0 | 0 | 0 | 0 | 0
[16 empty] | 0 | 0 | N/a | N/a | N/a | 0 | 0 | 0 | 0 | 0 | 0 | 0 | 0 | 0 | 0 | 0 | 0 | 0 | 0 | 0 | 0 | 0 | 0 | 0 | 0 | 0 | 0 | 0 | 0 | 0 | 0 | 0 | 0 | 0 | 0 | 0 | 0 | 0
[16 empty] | 0 | 0 | N/a | N/a | N/a | 0 | 0 | 0 | 0 | 0 | 0 | 0 | 0 | 0 | 0 | 0 | 0 | 0 | 0 | 0 | 0 | 0 | 0 | 0 | 0 | 0 | 0 | 0 | 0 | 0 | 0 | 0 | 0 | 0 | 0 | 0 | 0 | 0
[16 empty] | 0 | 0 | N/a | N/a | N/a | 0 | 0 | 0 | 0 | 0 | 0 | 0 | 0 | 0 | 0 | 0 | 0 | 0 | 0 | 0 | 0 | 0 | 0 | 0 | 0 | 0 | 0 | 0 | 0 | 0 | 0 | 0 | 0 | 0 | 0 | 0 | 0 | 0
[16 empty] | 0 | 0 | N/a | N/a | N/a | 0 | 0 | 0 | 0 | 0 | 0 | 0 | 0 | 0 | 0 | 0 | 0 | 0 | 0 | 0 | 0 | 0 | 0 | 0 | 0 | 0 | 0 | 0 | 0 | 0 | 0 | 0 | 0 | 0 | 0 | 0 | 0 | 0
[16 empty] | 0 | 0 | N/a | N/a | N/a | 0 | 0 | 0 | 0 | 0 | 0 | 0 | 0 | 0 | 0 | 0 | 0 | 0 | 0 | 0 | 0 | 0 | 0 | 0 | 0 | 0 | 0 | 0 | 0 | 0 | 0 | 0 | 0 | 0 | 0 | 0 | 0 | 0
[16 empty] | 0 | 0 | N/a | N/a | N/a | 0 | 0 | 0 | 0 | 0 | 0 | 0 | 0 | 0 | 0 | 0 | 0 | 0 | 0 | 0 | 0 | 0 | 0 | 0 | 0 | 0 | 0 | 0 | 0 | 0 | 0 | 0 | 0 | 0 | 0 | 0 | 0 | 0
[16 empty] | 0 | 0 | N/a | N/a | N/a | 0 | 0 | 0 | 0 | 0 | 0 | 0 | 0 | 0 | 0 | 0 | 0 | 0 | 0 | 0 | 0 | 0 | 0 | 0 | 0 | 0 | 0 | 0 | 0 | 0 | 0 | 0 | 0 | 0 | 0 | 0 | 0 | 0
[16 empty] | 0 | 0 | N/a | N/a | N/a | 0 | 0 | 0 | 0 | 0 | 0 | 0 | 0 | 0 | 0 | 0 | 0 | 0 | 0 | 0 | 0 | 0 | 0 | 0 | 0 | 0 | 0 | 0 | 0 | 0 | 0 | 0 | 0 | 0 | 0 | 0 | 0 | 0
[16 empty] | 0 | 0 | N/a | N/a | N/a | 0 | 0 | 0 | 0 | 0 | 0 | 0 | 0 | 0 | 0 | 0 | 0 | 0 | 0 | 0 | 0 | 0 | 0 | 0 | 0 | 0 | 0 | 0 | 0 | 0 | 0 | 0 | 0 | 0 | 0 | 0 | 0 | 0
[16 empty] | 0 | 0 | N/a | N/a | N/a | 0 | 0 | 0 | 0 | 0 | 0 | 0 | 0 | 0 | 0 | 0 | 0 | 0 | 0 | 0 | 0 | 0 | 0 | 0 | 0 | 0 | 0 | 0 | 0 | 0 | 0 | 0 | 0 | 0 | 0 | 0 | 0 | 0
[16 empty] | 0 | 0 | N/a | N/a | N/a | 0 | 0 | 0 | 0 | 0 | 0 | 0 | 0 | 0 | 0 | 0 | 0 | 0 | 0 | 0 | 0 | 0 | 0 | 0 | 0 | 0 | 0 | 0 | 0 | 0 | 0 | 0 | 0 | 0 | 0 | 0 | 0 | 0
[16 empty] | 0 | 0 | N/a | N/a | N/a | 0 | 0 | 0 | 0 | 0 | 0 | 0 | 0 | 0 | 0 | 0 | 0 | 0 | 0 | 0 | 0 | 0 | 0 | 0 | 0 | 0 | 0 | 0 | 0 | 0 | 0 | 0 | 0 | 0 | 0 | 0 | 0 | 0
[16 empty] | 0 | 0 | N/a | N/a | N/a | 0 | 0 | 0 | 0 | 0 | 0 | 0 | 0 | 0 | 0 | 0 | 0 | 0 | 0 | 0 | 0 | 0 | 0 | 0 | 0 | 0 | 0 | 0 | 0 | 0 | 0 | 0 | 0 | 0 | 0 | 0 | 0 | 0
[16 empty] | 0 | 0 | N/a | N/a | N/a | 0 | 0 | 0 | 0 | 0 | 0 | 0 | 0 | 0 | 0 | 0 | 0 | 0 | 0 | 0 | 0 | 0 | 0 | 0 | 0 | 0 | 0 | 0 | 0 | 0 | 0 | 0 | 0 | 0 | 0 | 0 | 0 | 0
[16 empty] | 0 | 0 | N/a | N/a | N/a | 0 | 0 | 0 | 0 | 0 | 0 | 0 | 0 | 0 | 0 | 0 | 0 | 0 | 0 | 0 | 0 | 0 | 0 | 0 | 0 | 0 | 0 | 0 | 0 | 0 | 0 | 0 | 0 | 0 | 0 | 0 | 0 | 0
[16 empty] | 0 | 0 | N/a | N/a | N/a | 0 | 0 | 0 | 0 | 0 | 0 | 0 | 0 | 0 | 0 | 0 | 0 | 0 | 0 | 0 | 0 | 0 | 0 | 0 | 0 | 0 | 0 | 0 | 0 | 0 | 0 | 0 | 0 | 0 | 0 | 0 | 0 | 0
[16 empty] | 0 | 0 | N/a | N/a | N/a | 0 | 0 | 0 | 0 | 0 | 0 | 0 | 0 | 0 | 0 | 0 | 0 | 0 | 0 | 0 | 0 | 0 | 0 | 0 | 0 | 0 | 0 | 0 | 0 | 0 | 0 | 0 | 0 | 0 | 0 | 0 | 0 | 0
[16 empty] | 0 | 0 | N/a | N/a | N/a | 0 | 0 | 0 | 0 | 0 | 0 | 0 | 0 | 0 | 0 | 0 | 0 | 0 | 0 | 0 | 0 | 0 | 0 | 0 | 0 | 0 | 0 | 0 | 0 | 0 | 0 | 0 | 0 | 0 | 0 | 0 | 0 | 0
[16 empty] | 0 | 0 | N/a | N/a | N/a | 0 | 0 | 0 | 0 | 0 | 0 | 0 | 0 | 0 | 0 | 0 | 0 | 0 | 0 | 0 | 0 | 0 | 0 | 0 | 0 | 0 | 0 | 0 | 0 | 0 | 0 | 0 | 0 | 0 | 0 | 0 | 0 | 0
[16 empty] | 0 | 0 | N/a | N/a | N/a | 0 | 0 | 0 | 0 | 0 | 0 | 0 | 0 | 0 | 0 | 0 | 0 | 0 | 0 | 0 | 0 | 0 | 0 | 0 | 0 | 0 | 0 | 0 | 0 | 0 | 0 | 0 | 0 | 0 | 0 | 0 | 0 | 0
[16 empty] | 0 | 0 | N/a | N/a | N/a | 0 | 0 | 0 | 0 | 0 | 0 | 0 | 0 | 0 | 0 | 0 | 0 | 0 | 0 | 0 | 0 | 0 | 0 | 0 | 0 | 0 | 0 | 0 | 0 | 0 | 0 | 0 | 0 | 0 | 0 | 0 | 0 | 0
EXISTING OWNED/OPERATED RENEWABLES (ELEC & HEAT):
[11 empty] | First Full year of Operation | [6 empty] | Future Changes |  |  | YEAR
| Category (Organisational ID) |  | Operation Name |  |  |  |  | Type of Renewable Technology | Operation Name | Income Stream (FiT/RHI) | Type of Activity | Scope | Activity Type | User notes | Amount | 2014/15 |  | Year of Change | % change (at Year of Change) | Final year of full operation | 2014/15 |  |  | 2015/16 |  |  | 2016/17 |  |  | 2017/18 |  |  | 2018/19 |  |  | 2019/20 |  |  | 2020/21 |  |  | 2021/22 |  |  | 2022/23 |  |  | 2023/24 |  |  | 2024/25
[16 empty] | Carbon Impact (tCO2e) | Cost/Revenue (£) |  |  |  | Amount | Carbon Impact (tCO2e) | Cost/Revenue (£) | Amount | Carbon Impact (tCO2e) | Cost/Revenue (£) | Amount | Carbon Impact (tCO2e) | Cost/Revenue (£) | Amount | Carbon Impact (tCO2e) | Cost/Revenue (£) | Amount | Carbon Impact (tCO2e) | Cost/Revenue (£) | Amount | Carbon Impact (tCO2e) | Cost/Revenue (£) | Amount | Carbon Impact (tCO2e) | Cost/Revenue (£) | Amount | Carbon Impact (tCO2e) | Cost/Revenue (£) | Amount | Carbon Impact (tCO2e) | Cost/Revenue (£) | Amount | Carbon Impact (tCO2e) | Cost/Revenue (£) | Amount | Carbon Impact (tCO2e) | Cost/Revenue (£)
| Total | [13 empty] | 0 | 0 | 0 |  |  |  | 0 | 0 | 0 | 0 | 0 | 0 | 0 | 0 | 0 | 0 | 0 | 0 | 0 | 0 | 0 | 0 | 0 | 0 | 0 | 0 | 0 | 0 | 0 | 0 | 0 | 0 | 0 | 0 | 0 | 0 | 0 | 0 | 0
[16 empty] | 0 | 0 |  |  |  | 0 | 0 | 0 | 0 | 0 | 0 | 0 | 0 | 0 | 0 | 0 | 0 | 0 | 0 | 0 | 0 | 0 | 0 | 0 | 0 | 0 | 0 | 0 | 0 | 0 | 0 | 0 | 0 | 0 | 0 | 0 | 0 | 0
[16 empty] | 0 | 0 |  |  |  | 0 | 0 | 0 | 0 | 0 | 0 | 0 | 0 | 0 | 0 | 0 | 0 | 0 | 0 | 0 | 0 | 0 | 0 | 0 | 0 | 0 | 0 | 0 | 0 | 0 | 0 | 0 | 0 | 0 | 0 | 0 | 0 | 0
[16 empty] | 0 | 0 |  |  |  | 0 | 0 | 0 | 0 | 0 | 0 | 0 | 0 | 0 | 0 | 0 | 0 | 0 | 0 | 0 | 0 | 0 | 0 | 0 | 0 | 0 | 0 | 0 | 0 | 0 | 0 | 0 | 0 | 0 | 0 | 0 | 0 | 0
[16 empty] | 0 | 0 |  |  |  | 0 | 0 | 0 | 0 | 0 | 0 | 0 | 0 | 0 | 0 | 0 | 0 | 0 | 0 | 0 | 0 | 0 | 0 | 0 | 0 | 0 | 0 | 0 | 0 | 0 | 0 | 0 | 0 | 0 | 0 | 0 | 0 | 0
[16 empty] | 0 | 0 |  |  |  | 0 | 0 | 0 | 0 | 0 | 0 | 0 | 0 | 0 | 0 | 0 | 0 | 0 | 0 | 0 | 0 | 0 | 0 | 0 | 0 | 0 | 0 | 0 | 0 | 0 | 0 | 0 | 0 | 0 | 0 | 0 | 0 | 0
[16 empty] | 0 | 0 |  |  |  | 0 | 0 | 0 | 0 | 0 | 0 | 0 | 0 | 0 | 0 | 0 | 0 | 0 | 0 | 0 | 0 | 0 | 0 | 0 | 0 | 0 | 0 | 0 | 0 | 0 | 0 | 0 | 0 | 0 | 0 | 0 | 0 | 0
[16 empty] | 0 | 0 |  |  |  | 0 | 0 | 0 | 0 | 0 | 0 | 0 | 0 | 0 | 0 | 0 | 0 | 0 | 0 | 0 | 0 | 0 | 0 | 0 | 0 | 0 | 0 | 0 | 0 | 0 | 0 | 0 | 0 | 0 | 0 | 0 | 0 | 0
[16 empty] | 0 | 0 |  |  |  | 0 | 0 | 0 | 0 | 0 | 0 | 0 | 0 | 0 | 0 | 0 | 0 | 0 | 0 | 0 | 0 | 0 | 0 | 0 | 0 | 0 | 0 | 0 | 0 | 0 | 0 | 0 | 0 | 0 | 0 | 0 | 0 | 0
[16 empty] | 0 | 0 |  |  |  | 0 | 0 | 0 | 0 | 0 | 0 | 0 | 0 | 0 | 0 | 0 | 0 | 0 | 0 | 0 | 0 | 0 | 0 | 0 | 0 | 0 | 0 | 0 | 0 | 0 | 0 | 0 | 0 | 0 | 0 | 0 | 0 | 0
[16 empty] | 0 | 0 |  |  |  | 0 | 0 | 0 | 0 | 0 | 0 | 0 | 0 | 0 | 0 | 0 | 0 | 0 | 0 | 0 | 0 | 0 | 0 | 0 | 0 | 0 | 0 | 0 | 0 | 0 | 0 | 0 | 0 | 0 | 0 | 0 | 0 | 0
[16 empty] | 0 | 0 |  |  |  | 0 | 0 | 0 | 0 | 0 | 0 | 0 | 0 | 0 | 0 | 0 | 0 | 0 | 0 | 0 | 0 | 0 | 0 | 0 | 0 | 0 | 0 | 0 | 0 | 0 | 0 | 0 | 0 | 0 | 0 | 0 | 0 | 0
[16 empty] | 0 | 0 |  |  |  | 0 | 0 | 0 | 0 | 0 | 0 | 0 | 0 | 0 | 0 | 0 | 0 | 0 | 0 | 0 | 0 | 0 | 0 | 0 | 0 | 0 | 0 | 0 | 0 | 0 | 0 | 0 | 0 | 0 | 0 | 0 | 0 | 0
[16 empty] | 0 | 0 |  |  |  | 0 | 0 | 0 | 0 | 0 | 0 | 0 | 0 | 0 | 0 | 0 | 0 | 0 | 0 | 0 | 0 | 0 | 0 | 0 | 0 | 0 | 0 | 0 | 0 | 0 | 0 | 0 | 0 | 0 | 0 | 0 | 0 | 0
[16 empty] | 0 | 0 |  |  |  | 0 | 0 | 0 | 0 | 0 | 0 | 0 | 0 | 0 | 0 | 0 | 0 | 0 | 0 | 0 | 0 | 0 | 0 | 0 | 0 | 0 | 0 | 0 | 0 | 0 | 0 | 0 | 0 | 0 | 0 | 0 | 0 | 0
[16 empty] | 0 | 0 |  |  |  | 0 | 0 | 0 | 0 | 0 | 0 | 0 | 0 | 0 | 0 | 0 | 0 | 0 | 0 | 0 | 0 | 0 | 0 | 0 | 0 | 0 | 0 | 0 | 0 | 0 | 0 | 0 | 0 | 0 | 0 | 0 | 0 | 0
[16 empty] | 0 | 0 |  |  |  | 0 | 0 | 0 | 0 | 0 | 0 | 0 | 0 | 0 | 0 | 0 | 0 | 0 | 0 | 0 | 0 | 0 | 0 | 0 | 0 | 0 | 0 | 0 | 0 | 0 | 0 | 0 | 0 | 0 | 0 | 0 | 0 | 0
[16 empty] | 0 | 0 |  |  |  | 0 | 0 | 0 | 0 | 0 | 0 | 0 | 0 | 0 | 0 | 0 | 0 | 0 | 0 | 0 | 0 | 0 | 0 | 0 | 0 | 0 | 0 | 0 | 0 | 0 | 0 | 0 | 0 | 0 | 0 | 0 | 0 | 0
[16 empty] | 0 | 0 |  |  |  | 0 | 0 | 0 | 0 | 0 | 0 | 0 | 0 | 0 | 0 | 0 | 0 | 0 | 0 | 0 | 0 | 0 | 0 | 0 | 0 | 0 | 0 | 0 | 0 | 0 | 0 | 0 | 0 | 0 | 0 | 0 | 0 | 0
[16 empty] | 0 | 0 |  |  |  | 0 | 0 | 0 | 0 | 0 | 0 | 0 | 0 | 0 | 0 | 0 | 0 | 0 | 0 | 0 | 0 | 0 | 0 | 0 | 0 | 0 | 0 | 0 | 0 | 0 | 0 | 0 | 0 | 0 | 0 | 0 | 0 | 0
[16 empty] | 0 | 0 |  |  |  | 0 | 0 | 0 | 0 | 0 | 0 | 0 | 0 | 0 | 0 | 0 | 0 | 0 | 0 | 0 | 0 | 0 | 0 | 0 | 0 | 0 | 0 | 0 | 0 | 0 | 0 | 0 | 0 | 0 | 0 | 0 | 0 | 0
[16 empty] | 0 | 0 |  |  |  | 0 | 0 | 0 | 0 | 0 | 0 | 0 | 0 | 0 | 0 | 0 | 0 | 0 | 0 | 0 | 0 | 0 | 0 | 0 | 0 | 0 | 0 | 0 | 0 | 0 | 0 | 0 | 0 | 0 | 0 | 0 | 0 | 0
[16 empty] | 0 | 0 |  |  |  | 0 | 0 | 0 | 0 | 0 | 0 | 0 | 0 | 0 | 0 | 0 | 0 | 0 | 0 | 0 | 0 | 0 | 0 | 0 | 0 | 0 | 0 | 0 | 0 | 0 | 0 | 0 | 0 | 0 | 0 | 0 | 0 | 0
[16 empty] | 0 | 0 |  |  |  | 0 | 0 | 0 | 0 | 0 | 0 | 0 | 0 | 0 | 0 | 0 | 0 | 0 | 0 | 0 | 0 | 0 | 0 | 0 | 0 | 0 | 0 | 0 | 0 | 0 | 0 | 0 | 0 | 0 | 0 | 0 | 0 | 0
[16 empty] | 0 | 0 |  |  |  | 0 | 0 | 0 | 0 | 0 | 0 | 0 | 0 | 0 | 0 | 0 | 0 | 0 | 0 | 0 | 0 | 0 | 0 | 0 | 0 | 0 | 0 | 0 | 0 | 0 | 0 | 0 | 0 | 0 | 0 | 0 | 0 | 0
[16 empty] | 0 | 0 |  |  |  | 0 | 0 | 0 | 0 | 0 | 0 | 0 | 0 | 0 | 0 | 0 | 0 | 0 | 0 | 0 | 0 | 0 | 0 | 0 | 0 | 0 | 0 | 0 | 0 | 0 | 0 | 0 | 0 | 0 | 0 | 0 | 0 | 0
[16 empty] | 0 | 0 |  |  |  | 0 | 0 | 0 | 0 | 0 | 0 | 0 | 0 | 0 | 0 | 0 | 0 | 0 | 0 | 0 | 0 | 0 | 0 | 0 | 0 | 0 | 0 | 0 | 0 | 0 | 0 | 0 | 0 | 0 | 0 | 0 | 0 | 0
[16 empty] | 0 | 0 |  |  |  | 0 | 0 | 0 | 0 | 0 | 0 | 0 | 0 | 0 | 0 | 0 | 0 | 0 | 0 | 0 | 0 | 0 | 0 | 0 | 0 | 0 | 0 | 0 | 0 | 0 | 0 | 0 | 0 | 0 | 0 | 0 | 0 | 0
[16 empty] | 0 | 0 |  |  |  | 0 | 0 | 0 | 0 | 0 | 0 | 0 | 0 | 0 | 0 | 0 | 0 | 0 | 0 | 0 | 0 | 0 | 0 | 0 | 0 | 0 | 0 | 0 | 0 | 0 | 0 | 0 | 0 | 0 | 0 | 0 | 0 | 0
[16 empty] | 0 | 0 |  |  |  | 0 | 0 | 0 | 0 | 0 | 0 | 0 | 0 | 0 | 0 | 0 | 0 | 0 | 0 | 0 | 0 | 0 | 0 | 0 | 0 | 0 | 0 | 0 | 0 | 0 | 0 | 0 | 0 | 0 | 0 | 0 | 0 | 0
[16 empty] | 0 | 0 |  |  |  | 0 | 0 | 0 | 0 | 0 | 0 | 0 | 0 | 0 | 0 | 0 | 0 | 0 | 0 | 0 | 0 | 0 | 0 | 0 | 0 | 0 | 0 | 0 | 0 | 0 | 0 | 0 | 0 | 0 | 0 | 0 | 0 | 0
[16 empty] | 0 | 0 |  |  |  | 0 | 0 | 0 | 0 | 0 | 0 | 0 | 0 | 0 | 0 | 0 | 0 | 0 | 0 | 0 | 0 | 0 | 0 | 0 | 0 | 0 | 0 | 0 | 0 | 0 | 0 | 0 | 0 | 0 | 0 | 0 | 0 | 0
[16 empty] | 0 | 0 |  |  |  | 0 | 0 | 0 | 0 | 0 | 0 | 0 | 0 | 0 | 0 | 0 | 0 | 0 | 0 | 0 | 0 | 0 | 0 | 0 | 0 | 0 | 0 | 0 | 0 | 0 | 0 | 0 | 0 | 0 | 0 | 0 | 0 | 0
[16 empty] | 0 | 0 |  |  |  | 0 | 0 | 0 | 0 | 0 | 0 | 0 | 0 | 0 | 0 | 0 | 0 | 0 | 0 | 0 | 0 | 0 | 0 | 0 | 0 | 0 | 0 | 0 | 0 | 0 | 0 | 0 | 0 | 0 | 0 | 0 | 0 | 0
[16 empty] | 0 | 0 |  |  |  | 0 | 0 | 0 | 0 | 0 | 0 | 0 | 0 | 0 | 0 | 0 | 0 | 0 | 0 | 0 | 0 | 0 | 0 | 0 | 0 | 0 | 0 | 0 | 0 | 0 | 0 | 0 | 0 | 0 | 0 | 0 | 0 | 0
[16 empty] | 0 | 0 |  |  |  | 0 | 0 | 0 | 0 | 0 | 0 | 0 | 0 | 0 | 0 | 0 | 0 | 0 | 0 | 0 | 0 | 0 | 0 | 0 | 0 | 0 | 0 | 0 | 0 | 0 | 0 | 0 | 0 | 0 | 0 | 0 | 0 | 0
[16 empty] | 0 | 0 |  |  |  | 0 | 0 | 0 | 0 | 0 | 0 | 0 | 0 | 0 | 0 | 0 | 0 | 0 | 0 | 0 | 0 | 0 | 0 | 0 | 0 | 0 | 0 | 0 | 0 | 0 | 0 | 0 | 0 | 0 | 0 | 0 | 0 | 0
[16 empty] | 0 | 0 |  |  |  | 0 | 0 | 0 | 0 | 0 | 0 | 0 | 0 | 0 | 0 | 0 | 0 | 0 | 0 | 0 | 0 | 0 | 0 | 0 | 0 | 0 | 0 | 0 | 0 | 0 | 0 | 0 | 0 | 0 | 0 | 0 | 0 | 0
[16 empty] | 0 | 0 |  |  |  | 0 | 0 | 0 | 0 | 0 | 0 | 0 | 0 | 0 | 0 | 0 | 0 | 0 | 0 | 0 | 0 | 0 | 0 | 0 | 0 | 0 | 0 | 0 | 0 | 0 | 0 | 0 | 0 | 0 | 0 | 0 | 0 | 0
[16 empty] | 0 | 0 |  |  |  | 0 | 0 | 0 | 0 | 0 | 0 | 0 | 0 | 0 | 0 | 0 | 0 | 0 | 0 | 0 | 0 | 0 | 0 | 0 | 0 | 0 | 0 | 0 | 0 | 0 | 0 | 0 | 0 | 0 | 0 | 0 | 0 | 0
[16 empty] | 0 | 0 |  |  |  | 0 | 0 | 0 | 0 | 0 | 0 | 0 | 0 | 0 | 0 | 0 | 0 | 0 | 0 | 0 | 0 | 0 | 0 | 0 | 0 | 0 | 0 | 0 | 0 | 0 | 0 | 0 | 0 | 0 | 0 | 0 | 0 | 0
[15 empty] | BIOMASS/BIOGAS TOTAL | 0 | 0 |  |  |  | 0 | 0 | 0 | 0 | 0 | 0 | 0 | 0 | 0 | 0 | 0 | 0 | 0 | 0 | 0 | 0 | 0 | 0 | 0 | 0 | 0 | 0 | 0 | 0 | 0 | 0 | 0 | 0 | 0 | 0 | 0 | 0 | 0
[15 empty] | OTHER RENEWABLES SELF SUPPLY TOTAL | 0 | 0 |  |  |  | 0 | 0 | 0 | 0 | 0 | 0 | 0 | 0 | 0 | 0 | 0 | 0 | 0 | 0 | 0 | 0 | 0 | 0 | 0 | 0 | 0 | 0 | 0 | 0 | 0 | 0 | 0 | 0 | 0 | 0 | 0 | 0 | 0
[15 empty] | OTHER RENEWABLES EXPORT TOTAL | 0 | 0 |  |  |  | 0 | 0 | 0 | 0 | 0 | 0 | 0 | 0 | 0 | 0 | 0 | 0 | 0 | 0 | 0 | 0 | 0 | 0 | 0 | 0 | 0 | 0 | 0 | 0 | 0 | 0 | 0 | 0 | 0 | 0 | 0 | 0 | 0
TOTAL FiT REVENUE
TOTAL RHI REVENEUE
Name of person completing the tab
Date
Tab reviewed by
Use this sheet to input all activity data for the current carbon footprint into these tables. The user should archive previous carbon footprint data (2014/15 onwards) in the grey-coloured cells. The cell comments indicate which fields are necessary.
Sheet description
Date
Note on S7: If Building/Operation changes (e.g. building is vacated, reduced occupancy), enter information about this change.
Note on B8: Enter your organisation's own identifying number/reference.
Note on C8: This is a number assigned to every unit of land and property recorded by local government. Enter number if applicable.
Note on D8: Enter the Name/Location of Building(s) or Operation (e.g. glass recycling)
Note on E8: Enter building type (based on CIBSE categories) where relevant.
Note on F8: This column can be filled in with whatever additional info may be useful to the user.
Note on G8: Is the Building or Operation currently in use? Enter 'yes' or 'no' using the dropdown selection. THIS CELL IS ESSENTIAL TO COMPLETE.
Note on H8: Where a Building or Operation is NOT currently in use/built, select the first year of full functioning. Select 'N/a' if the Bulding/Operation currently exists. Use the dropdown selection. THIS CELL IS ESSENTIAL TO COMPLETE
Note on I8: Where a building appears multiple times (because it has multiple emission types), provide the square meterage only in the first entry.
Note on J8: Enter the CHP Network
Note on K8: Are the emissions subject to CRC EES exposure? If the activity type is subject to the Carbon Reduction Commitment Energy Efficiency Scheme, enter 'yes', otherwise 'no' by using the dropdown selection. THIS CELL IS ESSENTIAL TO COMPLETE.
Note on L8: Enter the activity category from the dropdown selection. THIS CELL IS ESSENTIAL TO COMPLETE.
Note on M8: Enter the Scope of the emission source from the dropdown selection.
Note on N8: Enter the Activity Type of the building/operation from the dropdown selection. All existing renewables should be entered in the next section (further down this sheet). THIS CELL IS ESSENTIAL TO COMPLETE.
Note on P8: Annual emission amount in the first full year of operation. Enter a quantity which relates to the units for the Emission Type selected. For help with unit conversion factors, refer to the 'Conversion Factors' tab. THIS CELL IS ESSENTIAL TO COMPLETE.
Note on S8: If Building/Operation changes (e.g. building is vacated, reduced occupancy), enter the first full year this occurs from the dropdown selection. Select 'N/a' if no changes are envisaged for the Bulding/Operation. Use the dropdown selection. THIS CELL IS ESSENTIAL TO COMPLETE
Note on T8: Enter the % change (+ or -) which will apply to the 'Amount' entered at the Year of Change entered (and apply to all future years). Select 'N/a' if no changes are envisaged for the Bulding/Operation. Use the dropdown selection. THIS CELL IS ESSSENTIAL TO COMPLETE
Note on U8: If building closes or operation ceases, enter the first full year this occurs using the dropdown selection. Select 'N/a' if no changes are envisaged for the Bulding/Operation. Use the dropdown selection. THIS CELL IS ESSENTIAL TO COMPLETE
Note on Q9: Carbon Footprint of existing buildings/operations (for year above).
Note on R9: Cost of the Carbon Footprint of existing buildings/operations (for year above).
Note on B458: Where an organisation currently owns/operates its own renewables, these should be entered in this section. Where FiT/RHI is received, the annual totals (including future anticipated totals) should be entered at the end of this section.
Note on B460: Enter your organisation's own identifying number/reference.
Note on D460: Enter the Name of the Operation (e.g. Greenfield Wind Turbine)
Note on I460: Enter the Type of Technology (e.g. wind turbine)
Note on J460: Enter the Name of the Operation (e.g. Greenfield Wind Turbine)
Note on K460: If the operation benefits from Feed InTariffs (FiTs) or the Renewable Heat Incentive (RHI), select using the dropdown selection.THIS CELL IS ESSENTIAL TO COMPLETE.
Note on P460: Annual emission amount in the first full year of operation. Enter a quantity which relates to the units for the Emission Type selected. For help with unit conversion factors, refer to the 'Conversion Factors' tab.THIS CELL IS ESSENTIAL TO COMPLETE.
Note on S460: If the Operation changes (e.g. wind turbine de-rated), enter the first full year this occurs from the dropdown selection. THIS CELL IS ESSENTIAL TO COMPLETE.
Note on T460: Enter the % change (+ or -) which will apply to the 'Amount' entered at the Year of Change entered (and apply to all future years). Use the dropdown selection. THIS CELL IS ESSENTIAL TO COMPLETE.
Note on U460: If operation ceases, enter the first full year this occurs using the dropdown selection. THIS CELL IS ESSENTIAL TO COMPLETE.
Note on Q461: Avoided or Emitted Carbon of existing operation (for year above)
Note on R461: Cost/Revenue from the operation (for year above).
Note on W461: Avoided or Emitted Carbon of existing operation (for year above)
Note on X461: Cost/Revenue from the operation (for year above).
Note on Z461: Avoided or Emitted Carbon of existing operation (for year above)
Note on AA461: Cost/Revenue from the operation (for year above).
Note on AC461: Avoided or Emitted Carbon of existing operation (for year above)
Note on AD461: Cost/Revenue from the operation (for year above).
Note on AF461: Avoided or Emitted Carbon of existing operation (for year above)
Note on AG461: Cost/Revenue from the operation (for year above).
Note on AI461: Avoided or Emitted Carbon of existing operation (for year above)
Note on AJ461: Cost/Revenue from the operation (for year above).
Note on AL461: Avoided or Emitted Carbon of existing operation (for year above)
Note on AM461: Cost/Revenue from the operation (for year above).
Note on AO461: Avoided or Emitted Carbon of existing operation (for year above)
Note on AP461: Cost/Revenue from the operation (for year above).
Note on AR461: Avoided or Emitted Carbon of existing operation (for year above)
Note on AS461: Cost/Revenue from the operation (for year above).
Note on AU461: Avoided or Emitted Carbon of existing operation (for year above)
Note on AV461: Cost/Revenue from the operation (for year above).
Note on AX461: Avoided or Emitted Carbon of existing operation (for year above)
Note on AY461: Cost/Revenue from the operation (for year above).
Note on BA461: Avoided or Emitted Carbon of existing operation (for year above)
Note on BB461: Cost/Revenue from the operation (for year above).

## Projects
HELP
| REMINDER: IF YOU ARE PROPOSING TO DEVELOP YOUR OWN RENEWABLES, THE DETAILS SHOULD BE ENTERED IN THE SECOND TABLE FURTHER DOWN. | [14 empty] | Annual Savings When Project Complete | [8 empty] | YEAR
| Project Reference | Project Description | Campus | Location | Capital Spend Year | Commissioning Year | First Full Year of CO2e savings | Capital Cost (£) | Additional Annual Operation / Maintenance Saving (£) | Owner | Implementer | Dept / Team | Project Status | Estimate Confidence | Subject to CRC EES? | Activity Saving Category | Scope | Type of Activity Saving | Amount of Savings | Annual Savings for this project already captured in most recent Carbon Footprint? | Last date amended | User Notes | Simple Payback (Years) | Carbon Cost Effectiveness (£/tCO2e) | 2014/15 | 2014/15 | 2015/16 | 2015/16 | 2016/17 | 2016/17 | 2017/18 | 2017/18 | 2018/19 | 2018/19 | 2019/20 | 2019/20 | 2020/21 | 2020/21 | 2021/22 | 2021/22 | 2022/23 | 2022/23 | 2023/24 | 2023/24 | 2024/25 | 2024/25
[25 empty] | Carbon savings (tCO2e) | Cost Savings (£) | Carbon savings (tCO2e) | Cost Savings (£) | Carbon savings (tCO2e) | Cost Savings (£) | Carbon savings (tCO2e) | Cost Savings (£) | Carbon savings (tCO2e) | Cost Savings (£) | Carbon savings (tCO2e) | Cost Savings (£) | Carbon savings (tCO2e) | Cost Savings (£) | Carbon savings (tCO2e) | Cost Savings (£) | Carbon savings (tCO2e) | Cost Savings (£) | Carbon savings (tCO2e) | Cost Savings (£) | Carbon savings (tCO2e) | Cost Savings (£)
| Filtered - Total | [22 empty] | 620.413 | 0 | 0 | 0 | 0 | 657.1305 | 157500 | 1067.8371 | 282500 | 1041.1411 | 282500 | 1015.1126 | 285000 | 989.7348 | 320000 | 964.9914 | 322500 | 940.8666 | 322500 | 917.345 | 322500 | 894.4113 | 322500
| Total | [22 empty] | 620.413 | 0 | 0 | 0 | 0 | 657.1305 | 157500 | 1067.8371 | 282500 | 1041.1411 | 282500 | 1015.1126 | 285000 | 989.7348 | 320000 | 964.9914 | 322500 | 940.8666 | 322500 | 917.345 | 322500 | 894.4113 | 322500
| L001 | LED lighting campus A | Campus A |  | 2015/16 | 2015/16 | 2016/17 | 100000 | [6 empty] | Yes | Premises - Grid Electricity | Scope 2 | Grid Electricity (kWh) | 1500000 | No |  |  | 0.63492 | 152.1768 | 0 | 0 | 0 | 0 | 657.1305 | 157500 | 640.7022 | 169500 | 624.6847 | 169500 | 609.0676 | 171000 | 593.8409 | 192000 | 578.9949 | 193500 | 564.52 | 193500 | 550.407 | 193500 | 536.6468 | 193500
| L002 | LED lighting campus D | Campus D |  | 2016/17 | 2016/17 | 2017/18 | 200000 | [6 empty] | Yes | Premises - Grid Electricity | Scope 2 | Grid Electricity (kWh) | 1000000 | No |  |  | 1.7699 | 468.2362 | 0 | 0 | 0 | 0 | 0 | 0 | 427.1348 | 113000 | 416.4565 | 113000 | 406.045 | 114000 | 395.8939 | 128000 | 385.9966 | 129000 | 376.3467 | 129000 | 366.938 | 129000 | 357.7645 | 129000
| B001 | [23 empty] | 0 | 0 | 0 | 0 | 0 | 0 | 0 | 0 | 0 | 0 | 0 | 0 | 0 | 0 | 0 | 0 | 0 | 0 | 0 | 0 | 0 | 0
| B002 | [23 empty] | 0 | 0 | 0 | 0 | 0 | 0 | 0 | 0 | 0 | 0 | 0 | 0 | 0 | 0 | 0 | 0 | 0 | 0 | 0 | 0 | 0 | 0
| W001 | [23 empty] | 0 | 0 | 0 | 0 | 0 | 0 | 0 | 0 | 0 | 0 | 0 | 0 | 0 | 0 | 0 | 0 | 0 | 0 | 0 | 0 | 0 | 0
| W002 | [23 empty] | 0 | 0 | 0 | 0 | 0 | 0 | 0 | 0 | 0 | 0 | 0 | 0 | 0 | 0 | 0 | 0 | 0 | 0 | 0 | 0 | 0 | 0
| T001 | [23 empty] | 0 | 0 | 0 | 0 | 0 | 0 | 0 | 0 | 0 | 0 | 0 | 0 | 0 | 0 | 0 | 0 | 0 | 0 | 0 | 0 | 0 | 0
| T002 | [23 empty] | 0 | 0 | 0 | 0 | 0 | 0 | 0 | 0 | 0 | 0 | 0 | 0 | 0 | 0 | 0 | 0 | 0 | 0 | 0 | 0 | 0 | 0
[25 empty] | 0 | 0 | 0 | 0 | 0 | 0 | 0 | 0 | 0 | 0 | 0 | 0 | 0 | 0 | 0 | 0 | 0 | 0 | 0 | 0 | 0 | 0
[25 empty] | 0 | 0 | 0 | 0 | 0 | 0 | 0 | 0 | 0 | 0 | 0 | 0 | 0 | 0 | 0 | 0 | 0 | 0 | 0 | 0 | 0 | 0
[25 empty] | 0 | 0 | 0 | 0 | 0 | 0 | 0 | 0 | 0 | 0 | 0 | 0 | 0 | 0 | 0 | 0 | 0 | 0 | 0 | 0 | 0 | 0
[25 empty] | 0 | 0 | 0 | 0 | 0 | 0 | 0 | 0 | 0 | 0 | 0 | 0 | 0 | 0 | 0 | 0 | 0 | 0 | 0 | 0 | 0 | 0
[25 empty] | 0 | 0 | 0 | 0 | 0 | 0 | 0 | 0 | 0 | 0 | 0 | 0 | 0 | 0 | 0 | 0 | 0 | 0 | 0 | 0 | 0 | 0
[25 empty] | 0 | 0 | 0 | 0 | 0 | 0 | 0 | 0 | 0 | 0 | 0 | 0 | 0 | 0 | 0 | 0 | 0 | 0 | 0 | 0 | 0 | 0
[25 empty] | 0 | 0 | 0 | 0 | 0 | 0 | 0 | 0 | 0 | 0 | 0 | 0 | 0 | 0 | 0 | 0 | 0 | 0 | 0 | 0 | 0 | 0
[25 empty] | 0 | 0 | 0 | 0 | 0 | 0 | 0 | 0 | 0 | 0 | 0 | 0 | 0 | 0 | 0 | 0 | 0 | 0 | 0 | 0 | 0 | 0
[25 empty] | 0 | 0 | 0 | 0 | 0 | 0 | 0 | 0 | 0 | 0 | 0 | 0 | 0 | 0 | 0 | 0 | 0 | 0 | 0 | 0 | 0 | 0
[25 empty] | 0 | 0 | 0 | 0 | 0 | 0 | 0 | 0 | 0 | 0 | 0 | 0 | 0 | 0 | 0 | 0 | 0 | 0 | 0 | 0 | 0 | 0
[25 empty] | 0 | 0 | 0 | 0 | 0 | 0 | 0 | 0 | 0 | 0 | 0 | 0 | 0 | 0 | 0 | 0 | 0 | 0 | 0 | 0 | 0 | 0
[25 empty] | 0 | 0 | 0 | 0 | 0 | 0 | 0 | 0 | 0 | 0 | 0 | 0 | 0 | 0 | 0 | 0 | 0 | 0 | 0 | 0 | 0 | 0
[25 empty] | 0 | 0 | 0 | 0 | 0 | 0 | 0 | 0 | 0 | 0 | 0 | 0 | 0 | 0 | 0 | 0 | 0 | 0 | 0 | 0 | 0 | 0
[25 empty] | 0 | 0 | 0 | 0 | 0 | 0 | 0 | 0 | 0 | 0 | 0 | 0 | 0 | 0 | 0 | 0 | 0 | 0 | 0 | 0 | 0 | 0
[25 empty] | 0 | 0 | 0 | 0 | 0 | 0 | 0 | 0 | 0 | 0 | 0 | 0 | 0 | 0 | 0 | 0 | 0 | 0 | 0 | 0 | 0 | 0
[25 empty] | 0 | 0 | 0 | 0 | 0 | 0 | 0 | 0 | 0 | 0 | 0 | 0 | 0 | 0 | 0 | 0 | 0 | 0 | 0 | 0 | 0 | 0
[25 empty] | 0 | 0 | 0 | 0 | 0 | 0 | 0 | 0 | 0 | 0 | 0 | 0 | 0 | 0 | 0 | 0 | 0 | 0 | 0 | 0 | 0 | 0
[25 empty] | 0 | 0 | 0 | 0 | 0 | 0 | 0 | 0 | 0 | 0 | 0 | 0 | 0 | 0 | 0 | 0 | 0 | 0 | 0 | 0 | 0 | 0
[25 empty] | 0 | 0 | 0 | 0 | 0 | 0 | 0 | 0 | 0 | 0 | 0 | 0 | 0 | 0 | 0 | 0 | 0 | 0 | 0 | 0 | 0 | 0
[25 empty] | 0 | 0 | 0 | 0 | 0 | 0 | 0 | 0 | 0 | 0 | 0 | 0 | 0 | 0 | 0 | 0 | 0 | 0 | 0 | 0 | 0 | 0
[25 empty] | 0 | 0 | 0 | 0 | 0 | 0 | 0 | 0 | 0 | 0 | 0 | 0 | 0 | 0 | 0 | 0 | 0 | 0 | 0 | 0 | 0 | 0
[25 empty] | 0 | 0 | 0 | 0 | 0 | 0 | 0 | 0 | 0 | 0 | 0 | 0 | 0 | 0 | 0 | 0 | 0 | 0 | 0 | 0 | 0 | 0
[25 empty] | 0 | 0 | 0 | 0 | 0 | 0 | 0 | 0 | 0 | 0 | 0 | 0 | 0 | 0 | 0 | 0 | 0 | 0 | 0 | 0 | 0 | 0
[25 empty] | 0 | 0 | 0 | 0 | 0 | 0 | 0 | 0 | 0 | 0 | 0 | 0 | 0 | 0 | 0 | 0 | 0 | 0 | 0 | 0 | 0 | 0
[25 empty] | 0 | 0 | 0 | 0 | 0 | 0 | 0 | 0 | 0 | 0 | 0 | 0 | 0 | 0 | 0 | 0 | 0 | 0 | 0 | 0 | 0 | 0
[25 empty] | 0 | 0 | 0 | 0 | 0 | 0 | 0 | 0 | 0 | 0 | 0 | 0 | 0 | 0 | 0 | 0 | 0 | 0 | 0 | 0 | 0 | 0
[25 empty] | 0 | 0 | 0 | 0 | 0 | 0 | 0 | 0 | 0 | 0 | 0 | 0 | 0 | 0 | 0 | 0 | 0 | 0 | 0 | 0 | 0 | 0
[25 empty] | 0 | 0 | 0 | 0 | 0 | 0 | 0 | 0 | 0 | 0 | 0 | 0 | 0 | 0 | 0 | 0 | 0 | 0 | 0 | 0 | 0 | 0
[25 empty] | 0 | 0 | 0 | 0 | 0 | 0 | 0 | 0 | 0 | 0 | 0 | 0 | 0 | 0 | 0 | 0 | 0 | 0 | 0 | 0 | 0 | 0
[25 empty] | 0 | 0 | 0 | 0 | 0 | 0 | 0 | 0 | 0 | 0 | 0 | 0 | 0 | 0 | 0 | 0 | 0 | 0 | 0 | 0 | 0 | 0
[25 empty] | 0 | 0 | 0 | 0 | 0 | 0 | 0 | 0 | 0 | 0 | 0 | 0 | 0 | 0 | 0 | 0 | 0 | 0 | 0 | 0 | 0 | 0
[25 empty] | 0 | 0 | 0 | 0 | 0 | 0 | 0 | 0 | 0 | 0 | 0 | 0 | 0 | 0 | 0 | 0 | 0 | 0 | 0 | 0 | 0 | 0
[25 empty] | 0 | 0 | 0 | 0 | 0 | 0 | 0 | 0 | 0 | 0 | 0 | 0 | 0 | 0 | 0 | 0 | 0 | 0 | 0 | 0 | 0 | 0
[25 empty] | 0 | 0 | 0 | 0 | 0 | 0 | 0 | 0 | 0 | 0 | 0 | 0 | 0 | 0 | 0 | 0 | 0 | 0 | 0 | 0 | 0 | 0
[25 empty] | 0 | 0 | 0 | 0 | 0 | 0 | 0 | 0 | 0 | 0 | 0 | 0 | 0 | 0 | 0 | 0 | 0 | 0 | 0 | 0 | 0 | 0
[25 empty] | 0 | 0 | 0 | 0 | 0 | 0 | 0 | 0 | 0 | 0 | 0 | 0 | 0 | 0 | 0 | 0 | 0 | 0 | 0 | 0 | 0 | 0
[25 empty] | 0 | 0 | 0 | 0 | 0 | 0 | 0 | 0 | 0 | 0 | 0 | 0 | 0 | 0 | 0 | 0 | 0 | 0 | 0 | 0 | 0 | 0
[25 empty] | 0 | 0 | 0 | 0 | 0 | 0 | 0 | 0 | 0 | 0 | 0 | 0 | 0 | 0 | 0 | 0 | 0 | 0 | 0 | 0 | 0 | 0
[25 empty] | 0 | 0 | 0 | 0 | 0 | 0 | 0 | 0 | 0 | 0 | 0 | 0 | 0 | 0 | 0 | 0 | 0 | 0 | 0 | 0 | 0 | 0
[25 empty] | 0 | 0 | 0 | 0 | 0 | 0 | 0 | 0 | 0 | 0 | 0 | 0 | 0 | 0 | 0 | 0 | 0 | 0 | 0 | 0 | 0 | 0
[25 empty] | 0 | 0 | 0 | 0 | 0 | 0 | 0 | 0 | 0 | 0 | 0 | 0 | 0 | 0 | 0 | 0 | 0 | 0 | 0 | 0 | 0 | 0
[25 empty] | 0 | 0 | 0 | 0 | 0 | 0 | 0 | 0 | 0 | 0 | 0 | 0 | 0 | 0 | 0 | 0 | 0 | 0 | 0 | 0 | 0 | 0
[25 empty] | 0 | 0 | 0 | 0 | 0 | 0 | 0 | 0 | 0 | 0 | 0 | 0 | 0 | 0 | 0 | 0 | 0 | 0 | 0 | 0 | 0 | 0
[25 empty] | 0 | 0 | 0 | 0 | 0 | 0 | 0 | 0 | 0 | 0 | 0 | 0 | 0 | 0 | 0 | 0 | 0 | 0 | 0 | 0 | 0 | 0
[25 empty] | 0 | 0 | 0 | 0 | 0 | 0 | 0 | 0 | 0 | 0 | 0 | 0 | 0 | 0 | 0 | 0 | 0 | 0 | 0 | 0 | 0 | 0
[25 empty] | 0 | 0 | 0 | 0 | 0 | 0 | 0 | 0 | 0 | 0 | 0 | 0 | 0 | 0 | 0 | 0 | 0 | 0 | 0 | 0 | 0 | 0
[25 empty] | 0 | 0 | 0 | 0 | 0 | 0 | 0 | 0 | 0 | 0 | 0 | 0 | 0 | 0 | 0 | 0 | 0 | 0 | 0 | 0 | 0 | 0
[25 empty] | 0 | 0 | 0 | 0 | 0 | 0 | 0 | 0 | 0 | 0 | 0 | 0 | 0 | 0 | 0 | 0 | 0 | 0 | 0 | 0 | 0 | 0
[25 empty] | 0 | 0 | 0 | 0 | 0 | 0 | 0 | 0 | 0 | 0 | 0 | 0 | 0 | 0 | 0 | 0 | 0 | 0 | 0 | 0 | 0 | 0
[25 empty] | 0 | 0 | 0 | 0 | 0 | 0 | 0 | 0 | 0 | 0 | 0 | 0 | 0 | 0 | 0 | 0 | 0 | 0 | 0 | 0 | 0 | 0
[25 empty] | 0 | 0 | 0 | 0 | 0 | 0 | 0 | 0 | 0 | 0 | 0 | 0 | 0 | 0 | 0 | 0 | 0 | 0 | 0 | 0 | 0 | 0
[25 empty] | 0 | 0 | 0 | 0 | 0 | 0 | 0 | 0 | 0 | 0 | 0 | 0 | 0 | 0 | 0 | 0 | 0 | 0 | 0 | 0 | 0 | 0
[25 empty] | 0 | 0 | 0 | 0 | 0 | 0 | 0 | 0 | 0 | 0 | 0 | 0 | 0 | 0 | 0 | 0 | 0 | 0 | 0 | 0 | 0 | 0
[25 empty] | 0 | 0 | 0 | 0 | 0 | 0 | 0 | 0 | 0 | 0 | 0 | 0 | 0 | 0 | 0 | 0 | 0 | 0 | 0 | 0 | 0 | 0
[25 empty] | 0 | 0 | 0 | 0 | 0 | 0 | 0 | 0 | 0 | 0 | 0 | 0 | 0 | 0 | 0 | 0 | 0 | 0 | 0 | 0 | 0 | 0
[25 empty] | 0 | 0 | 0 | 0 | 0 | 0 | 0 | 0 | 0 | 0 | 0 | 0 | 0 | 0 | 0 | 0 | 0 | 0 | 0 | 0 | 0 | 0
[25 empty] | 0 | 0 | 0 | 0 | 0 | 0 | 0 | 0 | 0 | 0 | 0 | 0 | 0 | 0 | 0 | 0 | 0 | 0 | 0 | 0 | 0 | 0
[25 empty] | 0 | 0 | 0 | 0 | 0 | 0 | 0 | 0 | 0 | 0 | 0 | 0 | 0 | 0 | 0 | 0 | 0 | 0 | 0 | 0 | 0 | 0
[25 empty] | 0 | 0 | 0 | 0 | 0 | 0 | 0 | 0 | 0 | 0 | 0 | 0 | 0 | 0 | 0 | 0 | 0 | 0 | 0 | 0 | 0 | 0
[25 empty] | 0 | 0 | 0 | 0 | 0 | 0 | 0 | 0 | 0 | 0 | 0 | 0 | 0 | 0 | 0 | 0 | 0 | 0 | 0 | 0 | 0 | 0
[25 empty] | 0 | 0 | 0 | 0 | 0 | 0 | 0 | 0 | 0 | 0 | 0 | 0 | 0 | 0 | 0 | 0 | 0 | 0 | 0 | 0 | 0 | 0
[25 empty] | 0 | 0 | 0 | 0 | 0 | 0 | 0 | 0 | 0 | 0 | 0 | 0 | 0 | 0 | 0 | 0 | 0 | 0 | 0 | 0 | 0 | 0
[25 empty] | 0 | 0 | 0 | 0 | 0 | 0 | 0 | 0 | 0 | 0 | 0 | 0 | 0 | 0 | 0 | 0 | 0 | 0 | 0 | 0 | 0 | 0
[25 empty] | 0 | 0 | 0 | 0 | 0 | 0 | 0 | 0 | 0 | 0 | 0 | 0 | 0 | 0 | 0 | 0 | 0 | 0 | 0 | 0 | 0 | 0
[25 empty] | 0 | 0 | 0 | 0 | 0 | 0 | 0 | 0 | 0 | 0 | 0 | 0 | 0 | 0 | 0 | 0 | 0 | 0 | 0 | 0 | 0 | 0
[25 empty] | 0 | 0 | 0 | 0 | 0 | 0 | 0 | 0 | 0 | 0 | 0 | 0 | 0 | 0 | 0 | 0 | 0 | 0 | 0 | 0 | 0 | 0
[25 empty] | 0 | 0 | 0 | 0 | 0 | 0 | 0 | 0 | 0 | 0 | 0 | 0 | 0 | 0 | 0 | 0 | 0 | 0 | 0 | 0 | 0 | 0
[25 empty] | 0 | 0 | 0 | 0 | 0 | 0 | 0 | 0 | 0 | 0 | 0 | 0 | 0 | 0 | 0 | 0 | 0 | 0 | 0 | 0 | 0 | 0
[25 empty] | 0 | 0 | 0 | 0 | 0 | 0 | 0 | 0 | 0 | 0 | 0 | 0 | 0 | 0 | 0 | 0 | 0 | 0 | 0 | 0 | 0 | 0
[25 empty] | 0 | 0 | 0 | 0 | 0 | 0 | 0 | 0 | 0 | 0 | 0 | 0 | 0 | 0 | 0 | 0 | 0 | 0 | 0 | 0 | 0 | 0
[25 empty] | 0 | 0 | 0 | 0 | 0 | 0 | 0 | 0 | 0 | 0 | 0 | 0 | 0 | 0 | 0 | 0 | 0 | 0 | 0 | 0 | 0 | 0
[25 empty] | 0 | 0 | 0 | 0 | 0 | 0 | 0 | 0 | 0 | 0 | 0 | 0 | 0 | 0 | 0 | 0 | 0 | 0 | 0 | 0 | 0 | 0
[25 empty] | 0 | 0 | 0 | 0 | 0 | 0 | 0 | 0 | 0 | 0 | 0 | 0 | 0 | 0 | 0 | 0 | 0 | 0 | 0 | 0 | 0 | 0
[25 empty] | 0 | 0 | 0 | 0 | 0 | 0 | 0 | 0 | 0 | 0 | 0 | 0 | 0 | 0 | 0 | 0 | 0 | 0 | 0 | 0 | 0 | 0
[25 empty] | 0 | 0 | 0 | 0 | 0 | 0 | 0 | 0 | 0 | 0 | 0 | 0 | 0 | 0 | 0 | 0 | 0 | 0 | 0 | 0 | 0 | 0
[25 empty] | 0 | 0 | 0 | 0 | 0 | 0 | 0 | 0 | 0 | 0 | 0 | 0 | 0 | 0 | 0 | 0 | 0 | 0 | 0 | 0 | 0 | 0
[25 empty] | 0 | 0 | 0 | 0 | 0 | 0 | 0 | 0 | 0 | 0 | 0 | 0 | 0 | 0 | 0 | 0 | 0 | 0 | 0 | 0 | 0 | 0
[25 empty] | 0 | 0 | 0 | 0 | 0 | 0 | 0 | 0 | 0 | 0 | 0 | 0 | 0 | 0 | 0 | 0 | 0 | 0 | 0 | 0 | 0 | 0
[25 empty] | 0 | 0 | 0 | 0 | 0 | 0 | 0 | 0 | 0 | 0 | 0 | 0 | 0 | 0 | 0 | 0 | 0 | 0 | 0 | 0 | 0 | 0
[25 empty] | 0 | 0 | 0 | 0 | 0 | 0 | 0 | 0 | 0 | 0 | 0 | 0 | 0 | 0 | 0 | 0 | 0 | 0 | 0 | 0 | 0 | 0
[25 empty] | 0 | 0 | 0 | 0 | 0 | 0 | 0 | 0 | 0 | 0 | 0 | 0 | 0 | 0 | 0 | 0 | 0 | 0 | 0 | 0 | 0 | 0
[25 empty] | 0 | 0 | 0 | 0 | 0 | 0 | 0 | 0 | 0 | 0 | 0 | 0 | 0 | 0 | 0 | 0 | 0 | 0 | 0 | 0 | 0 | 0
[25 empty] | 0 | 0 | 0 | 0 | 0 | 0 | 0 | 0 | 0 | 0 | 0 | 0 | 0 | 0 | 0 | 0 | 0 | 0 | 0 | 0 | 0 | 0
[25 empty] | 0 | 0 | 0 | 0 | 0 | 0 | 0 | 0 | 0 | 0 | 0 | 0 | 0 | 0 | 0 | 0 | 0 | 0 | 0 | 0 | 0 | 0
[25 empty] | 0 | 0 | 0 | 0 | 0 | 0 | 0 | 0 | 0 | 0 | 0 | 0 | 0 | 0 | 0 | 0 | 0 | 0 | 0 | 0 | 0 | 0
[25 empty] | 0 | 0 | 0 | 0 | 0 | 0 | 0 | 0 | 0 | 0 | 0 | 0 | 0 | 0 | 0 | 0 | 0 | 0 | 0 | 0 | 0 | 0
[25 empty] | 0 | 0 | 0 | 0 | 0 | 0 | 0 | 0 | 0 | 0 | 0 | 0 | 0 | 0 | 0 | 0 | 0 | 0 | 0 | 0 | 0 | 0
[25 empty] | 0 | 0 | 0 | 0 | 0 | 0 | 0 | 0 | 0 | 0 | 0 | 0 | 0 | 0 | 0 | 0 | 0 | 0 | 0 | 0 | 0 | 0
[25 empty] | 0 | 0 | 0 | 0 | 0 | 0 | 0 | 0 | 0 | 0 | 0 | 0 | 0 | 0 | 0 | 0 | 0 | 0 | 0 | 0 | 0 | 0
[25 empty] | 0 | 0 | 0 | 0 | 0 | 0 | 0 | 0 | 0 | 0 | 0 | 0 | 0 | 0 | 0 | 0 | 0 | 0 | 0 | 0 | 0 | 0
[25 empty] | 0 | 0 | 0 | 0 | 0 | 0 | 0 | 0 | 0 | 0 | 0 | 0 | 0 | 0 | 0 | 0 | 0 | 0 | 0 | 0 | 0 | 0
[25 empty] | 0 | 0 | 0 | 0 | 0 | 0 | 0 | 0 | 0 | 0 | 0 | 0 | 0 | 0 | 0 | 0 | 0 | 0 | 0 | 0 | 0 | 0
[25 empty] | 0 | 0 | 0 | 0 | 0 | 0 | 0 | 0 | 0 | 0 | 0 | 0 | 0 | 0 | 0 | 0 | 0 | 0 | 0 | 0 | 0 | 0
[25 empty] | 0 | 0 | 0 | 0 | 0 | 0 | 0 | 0 | 0 | 0 | 0 | 0 | 0 | 0 | 0 | 0 | 0 | 0 | 0 | 0 | 0 | 0
[25 empty] | 0 | 0 | 0 | 0 | 0 | 0 | 0 | 0 | 0 | 0 | 0 | 0 | 0 | 0 | 0 | 0 | 0 | 0 | 0 | 0 | 0 | 0
[25 empty] | 0 | 0 | 0 | 0 | 0 | 0 | 0 | 0 | 0 | 0 | 0 | 0 | 0 | 0 | 0 | 0 | 0 | 0 | 0 | 0 | 0 | 0
[25 empty] | 0 | 0 | 0 | 0 | 0 | 0 | 0 | 0 | 0 | 0 | 0 | 0 | 0 | 0 | 0 | 0 | 0 | 0 | 0 | 0 | 0 | 0
[25 empty] | 0 | 0 | 0 | 0 | 0 | 0 | 0 | 0 | 0 | 0 | 0 | 0 | 0 | 0 | 0 | 0 | 0 | 0 | 0 | 0 | 0 | 0
[25 empty] | 0 | 0 | 0 | 0 | 0 | 0 | 0 | 0 | 0 | 0 | 0 | 0 | 0 | 0 | 0 | 0 | 0 | 0 | 0 | 0 | 0 | 0
[25 empty] | 0 | 0 | 0 | 0 | 0 | 0 | 0 | 0 | 0 | 0 | 0 | 0 | 0 | 0 | 0 | 0 | 0 | 0 | 0 | 0 | 0 | 0
[25 empty] | 0 | 0 | 0 | 0 | 0 | 0 | 0 | 0 | 0 | 0 | 0 | 0 | 0 | 0 | 0 | 0 | 0 | 0 | 0 | 0 | 0 | 0
[25 empty] | 0 | 0 | 0 | 0 | 0 | 0 | 0 | 0 | 0 | 0 | 0 | 0 | 0 | 0 | 0 | 0 | 0 | 0 | 0 | 0 | 0 | 0
[25 empty] | 0 | 0 | 0 | 0 | 0 | 0 | 0 | 0 | 0 | 0 | 0 | 0 | 0 | 0 | 0 | 0 | 0 | 0 | 0 | 0 | 0 | 0
[25 empty] | 0 | 0 | 0 | 0 | 0 | 0 | 0 | 0 | 0 | 0 | 0 | 0 | 0 | 0 | 0 | 0 | 0 | 0 | 0 | 0 | 0 | 0
[25 empty] | 0 | 0 | 0 | 0 | 0 | 0 | 0 | 0 | 0 | 0 | 0 | 0 | 0 | 0 | 0 | 0 | 0 | 0 | 0 | 0 | 0 | 0
[25 empty] | 0 | 0 | 0 | 0 | 0 | 0 | 0 | 0 | 0 | 0 | 0 | 0 | 0 | 0 | 0 | 0 | 0 | 0 | 0 | 0 | 0 | 0
[25 empty] | 0 | 0 | 0 | 0 | 0 | 0 | 0 | 0 | 0 | 0 | 0 | 0 | 0 | 0 | 0 | 0 | 0 | 0 | 0 | 0 | 0 | 0
[25 empty] | 0 | 0 | 0 | 0 | 0 | 0 | 0 | 0 | 0 | 0 | 0 | 0 | 0 | 0 | 0 | 0 | 0 | 0 | 0 | 0 | 0 | 0
[25 empty] | 0 | 0 | 0 | 0 | 0 | 0 | 0 | 0 | 0 | 0 | 0 | 0 | 0 | 0 | 0 | 0 | 0 | 0 | 0 | 0 | 0 | 0
[25 empty] | 0 | 0 | 0 | 0 | 0 | 0 | 0 | 0 | 0 | 0 | 0 | 0 | 0 | 0 | 0 | 0 | 0 | 0 | 0 | 0 | 0 | 0
[25 empty] | 0 | 0 | 0 | 0 | 0 | 0 | 0 | 0 | 0 | 0 | 0 | 0 | 0 | 0 | 0 | 0 | 0 | 0 | 0 | 0 | 0 | 0
[25 empty] | 0 | 0 | 0 | 0 | 0 | 0 | 0 | 0 | 0 | 0 | 0 | 0 | 0 | 0 | 0 | 0 | 0 | 0 | 0 | 0 | 0 | 0
[25 empty] | 0 | 0 | 0 | 0 | 0 | 0 | 0 | 0 | 0 | 0 | 0 | 0 | 0 | 0 | 0 | 0 | 0 | 0 | 0 | 0 | 0 | 0
[25 empty] | 0 | 0 | 0 | 0 | 0 | 0 | 0 | 0 | 0 | 0 | 0 | 0 | 0 | 0 | 0 | 0 | 0 | 0 | 0 | 0 | 0 | 0
[25 empty] | 0 | 0 | 0 | 0 | 0 | 0 | 0 | 0 | 0 | 0 | 0 | 0 | 0 | 0 | 0 | 0 | 0 | 0 | 0 | 0 | 0 | 0
[25 empty] | 0 | 0 | 0 | 0 | 0 | 0 | 0 | 0 | 0 | 0 | 0 | 0 | 0 | 0 | 0 | 0 | 0 | 0 | 0 | 0 | 0 | 0
[25 empty] | 0 | 0 | 0 | 0 | 0 | 0 | 0 | 0 | 0 | 0 | 0 | 0 | 0 | 0 | 0 | 0 | 0 | 0 | 0 | 0 | 0 | 0
[25 empty] | 0 | 0 | 0 | 0 | 0 | 0 | 0 | 0 | 0 | 0 | 0 | 0 | 0 | 0 | 0 | 0 | 0 | 0 | 0 | 0 | 0 | 0
[25 empty] | 0 | 0 | 0 | 0 | 0 | 0 | 0 | 0 | 0 | 0 | 0 | 0 | 0 | 0 | 0 | 0 | 0 | 0 | 0 | 0 | 0 | 0
[25 empty] | 0 | 0 | 0 | 0 | 0 | 0 | 0 | 0 | 0 | 0 | 0 | 0 | 0 | 0 | 0 | 0 | 0 | 0 | 0 | 0 | 0 | 0
[25 empty] | 0 | 0 | 0 | 0 | 0 | 0 | 0 | 0 | 0 | 0 | 0 | 0 | 0 | 0 | 0 | 0 | 0 | 0 | 0 | 0 | 0 | 0
[25 empty] | 0 | 0 | 0 | 0 | 0 | 0 | 0 | 0 | 0 | 0 | 0 | 0 | 0 | 0 | 0 | 0 | 0 | 0 | 0 | 0 | 0 | 0
[25 empty] | 0 | 0 | 0 | 0 | 0 | 0 | 0 | 0 | 0 | 0 | 0 | 0 | 0 | 0 | 0 | 0 | 0 | 0 | 0 | 0 | 0 | 0
[25 empty] | 0 | 0 | 0 | 0 | 0 | 0 | 0 | 0 | 0 | 0 | 0 | 0 | 0 | 0 | 0 | 0 | 0 | 0 | 0 | 0 | 0 | 0
[25 empty] | 0 | 0 | 0 | 0 | 0 | 0 | 0 | 0 | 0 | 0 | 0 | 0 | 0 | 0 | 0 | 0 | 0 | 0 | 0 | 0 | 0 | 0
[25 empty] | 0 | 0 | 0 | 0 | 0 | 0 | 0 | 0 | 0 | 0 | 0 | 0 | 0 | 0 | 0 | 0 | 0 | 0 | 0 | 0 | 0 | 0
[25 empty] | 0 | 0 | 0 | 0 | 0 | 0 | 0 | 0 | 0 | 0 | 0 | 0 | 0 | 0 | 0 | 0 | 0 | 0 | 0 | 0 | 0 | 0
[25 empty] | 0 | 0 | 0 | 0 | 0 | 0 | 0 | 0 | 0 | 0 | 0 | 0 | 0 | 0 | 0 | 0 | 0 | 0 | 0 | 0 | 0 | 0
[25 empty] | 0 | 0 | 0 | 0 | 0 | 0 | 0 | 0 | 0 | 0 | 0 | 0 | 0 | 0 | 0 | 0 | 0 | 0 | 0 | 0 | 0 | 0
[25 empty] | 0 | 0 | 0 | 0 | 0 | 0 | 0 | 0 | 0 | 0 | 0 | 0 | 0 | 0 | 0 | 0 | 0 | 0 | 0 | 0 | 0 | 0
[25 empty] | 0 | 0 | 0 | 0 | 0 | 0 | 0 | 0 | 0 | 0 | 0 | 0 | 0 | 0 | 0 | 0 | 0 | 0 | 0 | 0 | 0 | 0
[25 empty] | 0 | 0 | 0 | 0 | 0 | 0 | 0 | 0 | 0 | 0 | 0 | 0 | 0 | 0 | 0 | 0 | 0 | 0 | 0 | 0 | 0 | 0
[25 empty] | 0 | 0 | 0 | 0 | 0 | 0 | 0 | 0 | 0 | 0 | 0 | 0 | 0 | 0 | 0 | 0 | 0 | 0 | 0 | 0 | 0 | 0
[25 empty] | 0 | 0 | 0 | 0 | 0 | 0 | 0 | 0 | 0 | 0 | 0 | 0 | 0 | 0 | 0 | 0 | 0 | 0 | 0 | 0 | 0 | 0
[25 empty] | 0 | 0 | 0 | 0 | 0 | 0 | 0 | 0 | 0 | 0 | 0 | 0 | 0 | 0 | 0 | 0 | 0 | 0 | 0 | 0 | 0 | 0
[25 empty] | 0 | 0 | 0 | 0 | 0 | 0 | 0 | 0 | 0 | 0 | 0 | 0 | 0 | 0 | 0 | 0 | 0 | 0 | 0 | 0 | 0 | 0
[25 empty] | 0 | 0 | 0 | 0 | 0 | 0 | 0 | 0 | 0 | 0 | 0 | 0 | 0 | 0 | 0 | 0 | 0 | 0 | 0 | 0 | 0 | 0
[25 empty] | 0 | 0 | 0 | 0 | 0 | 0 | 0 | 0 | 0 | 0 | 0 | 0 | 0 | 0 | 0 | 0 | 0 | 0 | 0 | 0 | 0 | 0
[25 empty] | 0 | 0 | 0 | 0 | 0 | 0 | 0 | 0 | 0 | 0 | 0 | 0 | 0 | 0 | 0 | 0 | 0 | 0 | 0 | 0 | 0 | 0
[25 empty] | 0 | 0 | 0 | 0 | 0 | 0 | 0 | 0 | 0 | 0 | 0 | 0 | 0 | 0 | 0 | 0 | 0 | 0 | 0 | 0 | 0 | 0
[25 empty] | 0 | 0 | 0 | 0 | 0 | 0 | 0 | 0 | 0 | 0 | 0 | 0 | 0 | 0 | 0 | 0 | 0 | 0 | 0 | 0 | 0 | 0
[25 empty] | 0 | 0 | 0 | 0 | 0 | 0 | 0 | 0 | 0 | 0 | 0 | 0 | 0 | 0 | 0 | 0 | 0 | 0 | 0 | 0 | 0 | 0
[25 empty] | 0 | 0 | 0 | 0 | 0 | 0 | 0 | 0 | 0 | 0 | 0 | 0 | 0 | 0 | 0 | 0 | 0 | 0 | 0 | 0 | 0 | 0
[25 empty] | 0 | 0 | 0 | 0 | 0 | 0 | 0 | 0 | 0 | 0 | 0 | 0 | 0 | 0 | 0 | 0 | 0 | 0 | 0 | 0 | 0 | 0
[25 empty] | 0 | 0 | 0 | 0 | 0 | 0 | 0 | 0 | 0 | 0 | 0 | 0 | 0 | 0 | 0 | 0 | 0 | 0 | 0 | 0 | 0 | 0
[25 empty] | 0 | 0 | 0 | 0 | 0 | 0 | 0 | 0 | 0 | 0 | 0 | 0 | 0 | 0 | 0 | 0 | 0 | 0 | 0 | 0 | 0 | 0
[25 empty] | 0 | 0 | 0 | 0 | 0 | 0 | 0 | 0 | 0 | 0 | 0 | 0 | 0 | 0 | 0 | 0 | 0 | 0 | 0 | 0 | 0 | 0
[25 empty] | 0 | 0 | 0 | 0 | 0 | 0 | 0 | 0 | 0 | 0 | 0 | 0 | 0 | 0 | 0 | 0 | 0 | 0 | 0 | 0 | 0 | 0
[25 empty] | 0 | 0 | 0 | 0 | 0 | 0 | 0 | 0 | 0 | 0 | 0 | 0 | 0 | 0 | 0 | 0 | 0 | 0 | 0 | 0 | 0 | 0
[25 empty] | 0 | 0 | 0 | 0 | 0 | 0 | 0 | 0 | 0 | 0 | 0 | 0 | 0 | 0 | 0 | 0 | 0 | 0 | 0 | 0 | 0 | 0
[25 empty] | 0 | 0 | 0 | 0 | 0 | 0 | 0 | 0 | 0 | 0 | 0 | 0 | 0 | 0 | 0 | 0 | 0 | 0 | 0 | 0 | 0 | 0
[25 empty] | 0 | 0 | 0 | 0 | 0 | 0 | 0 | 0 | 0 | 0 | 0 | 0 | 0 | 0 | 0 | 0 | 0 | 0 | 0 | 0 | 0 | 0
[25 empty] | 0 | 0 | 0 | 0 | 0 | 0 | 0 | 0 | 0 | 0 | 0 | 0 | 0 | 0 | 0 | 0 | 0 | 0 | 0 | 0 | 0 | 0
[25 empty] | 0 | 0 | 0 | 0 | 0 | 0 | 0 | 0 | 0 | 0 | 0 | 0 | 0 | 0 | 0 | 0 | 0 | 0 | 0 | 0 | 0 | 0
[25 empty] | 0 | 0 | 0 | 0 | 0 | 0 | 0 | 0 | 0 | 0 | 0 | 0 | 0 | 0 | 0 | 0 | 0 | 0 | 0 | 0 | 0 | 0
[25 empty] | 0 | 0 | 0 | 0 | 0 | 0 | 0 | 0 | 0 | 0 | 0 | 0 | 0 | 0 | 0 | 0 | 0 | 0 | 0 | 0 | 0 | 0
[25 empty] | 0 | 0 | 0 | 0 | 0 | 0 | 0 | 0 | 0 | 0 | 0 | 0 | 0 | 0 | 0 | 0 | 0 | 0 | 0 | 0 | 0 | 0
[25 empty] | 0 | 0 | 0 | 0 | 0 | 0 | 0 | 0 | 0 | 0 | 0 | 0 | 0 | 0 | 0 | 0 | 0 | 0 | 0 | 0 | 0 | 0
[25 empty] | 0 | 0 | 0 | 0 | 0 | 0 | 0 | 0 | 0 | 0 | 0 | 0 | 0 | 0 | 0 | 0 | 0 | 0 | 0 | 0 | 0 | 0
[25 empty] | 0 | 0 | 0 | 0 | 0 | 0 | 0 | 0 | 0 | 0 | 0 | 0 | 0 | 0 | 0 | 0 | 0 | 0 | 0 | 0 | 0 | 0
[25 empty] | 0 | 0 | 0 | 0 | 0 | 0 | 0 | 0 | 0 | 0 | 0 | 0 | 0 | 0 | 0 | 0 | 0 | 0 | 0 | 0 | 0 | 0
[25 empty] | 0 | 0 | 0 | 0 | 0 | 0 | 0 | 0 | 0 | 0 | 0 | 0 | 0 | 0 | 0 | 0 | 0 | 0 | 0 | 0 | 0 | 0
[25 empty] | 0 | 0 | 0 | 0 | 0 | 0 | 0 | 0 | 0 | 0 | 0 | 0 | 0 | 0 | 0 | 0 | 0 | 0 | 0 | 0 | 0 | 0
[25 empty] | 0 | 0 | 0 | 0 | 0 | 0 | 0 | 0 | 0 | 0 | 0 | 0 | 0 | 0 | 0 | 0 | 0 | 0 | 0 | 0 | 0 | 0
[25 empty] | 0 | 0 | 0 | 0 | 0 | 0 | 0 | 0 | 0 | 0 | 0 | 0 | 0 | 0 | 0 | 0 | 0 | 0 | 0 | 0 | 0 | 0
[25 empty] | 0 | 0 | 0 | 0 | 0 | 0 | 0 | 0 | 0 | 0 | 0 | 0 | 0 | 0 | 0 | 0 | 0 | 0 | 0 | 0 | 0 | 0
[25 empty] | 0 | 0 | 0 | 0 | 0 | 0 | 0 | 0 | 0 | 0 | 0 | 0 | 0 | 0 | 0 | 0 | 0 | 0 | 0 | 0 | 0 | 0
[25 empty] | 0 | 0 | 0 | 0 | 0 | 0 | 0 | 0 | 0 | 0 | 0 | 0 | 0 | 0 | 0 | 0 | 0 | 0 | 0 | 0 | 0 | 0
[25 empty] | 0 | 0 | 0 | 0 | 0 | 0 | 0 | 0 | 0 | 0 | 0 | 0 | 0 | 0 | 0 | 0 | 0 | 0 | 0 | 0 | 0 | 0
[25 empty] | 0 | 0 | 0 | 0 | 0 | 0 | 0 | 0 | 0 | 0 | 0 | 0 | 0 | 0 | 0 | 0 | 0 | 0 | 0 | 0 | 0 | 0
[25 empty] | 0 | 0 | 0 | 0 | 0 | 0 | 0 | 0 | 0 | 0 | 0 | 0 | 0 | 0 | 0 | 0 | 0 | 0 | 0 | 0 | 0 | 0
[25 empty] | 0 | 0 | 0 | 0 | 0 | 0 | 0 | 0 | 0 | 0 | 0 | 0 | 0 | 0 | 0 | 0 | 0 | 0 | 0 | 0 | 0 | 0
[25 empty] | 0 | 0 | 0 | 0 | 0 | 0 | 0 | 0 | 0 | 0 | 0 | 0 | 0 | 0 | 0 | 0 | 0 | 0 | 0 | 0 | 0 | 0
[25 empty] | 0 | 0 | 0 | 0 | 0 | 0 | 0 | 0 | 0 | 0 | 0 | 0 | 0 | 0 | 0 | 0 | 0 | 0 | 0 | 0 | 0 | 0
[25 empty] | 0 | 0 | 0 | 0 | 0 | 0 | 0 | 0 | 0 | 0 | 0 | 0 | 0 | 0 | 0 | 0 | 0 | 0 | 0 | 0 | 0 | 0
[25 empty] | 0 | 0 | 0 | 0 | 0 | 0 | 0 | 0 | 0 | 0 | 0 | 0 | 0 | 0 | 0 | 0 | 0 | 0 | 0 | 0 | 0 | 0
[25 empty] | 0 | 0 | 0 | 0 | 0 | 0 | 0 | 0 | 0 | 0 | 0 | 0 | 0 | 0 | 0 | 0 | 0 | 0 | 0 | 0 | 0 | 0
[25 empty] | 0 | 0 | 0 | 0 | 0 | 0 | 0 | 0 | 0 | 0 | 0 | 0 | 0 | 0 | 0 | 0 | 0 | 0 | 0 | 0 | 0 | 0
[25 empty] | 0 | 0 | 0 | 0 | 0 | 0 | 0 | 0 | 0 | 0 | 0 | 0 | 0 | 0 | 0 | 0 | 0 | 0 | 0 | 0 | 0 | 0
[25 empty] | 0 | 0 | 0 | 0 | 0 | 0 | 0 | 0 | 0 | 0 | 0 | 0 | 0 | 0 | 0 | 0 | 0 | 0 | 0 | 0 | 0 | 0
[25 empty] | 0 | 0 | 0 | 0 | 0 | 0 | 0 | 0 | 0 | 0 | 0 | 0 | 0 | 0 | 0 | 0 | 0 | 0 | 0 | 0 | 0 | 0
[25 empty] | 0 | 0 | 0 | 0 | 0 | 0 | 0 | 0 | 0 | 0 | 0 | 0 | 0 | 0 | 0 | 0 | 0 | 0 | 0 | 0 | 0 | 0
[25 empty] | 0 | 0 | 0 | 0 | 0 | 0 | 0 | 0 | 0 | 0 | 0 | 0 | 0 | 0 | 0 | 0 | 0 | 0 | 0 | 0 | 0 | 0
[25 empty] | 0 | 0 | 0 | 0 | 0 | 0 | 0 | 0 | 0 | 0 | 0 | 0 | 0 | 0 | 0 | 0 | 0 | 0 | 0 | 0 | 0 | 0
[25 empty] | 0 | 0 | 0 | 0 | 0 | 0 | 0 | 0 | 0 | 0 | 0 | 0 | 0 | 0 | 0 | 0 | 0 | 0 | 0 | 0 | 0 | 0
[25 empty] | 0 | 0 | 0 | 0 | 0 | 0 | 0 | 0 | 0 | 0 | 0 | 0 | 0 | 0 | 0 | 0 | 0 | 0 | 0 | 0 | 0 | 0
[25 empty] | 0 | 0 | 0 | 0 | 0 | 0 | 0 | 0 | 0 | 0 | 0 | 0 | 0 | 0 | 0 | 0 | 0 | 0 | 0 | 0 | 0 | 0
PROPOSED RENEWABLES (ELEC & HEAT):
[18 empty] | Annual Savings When Project Complete | [6 empty] | YEAR
| Project ID code | Project Description | Campus | Location | Capital Spend Year | Commissioning Year | First Full Year of CO2e savings | Capital Cost (£) | Additional Annual Operation / Maintenance Saving (£) | Owner | Implementer | Dept / Team | Project Status | Estimate Confidence | Income Stream (FiT/RHI) | Type of Source Saving |  | Type of Emission Saving | Amount of Savings | Annual Savings for this project already captured in most recent Carbon Footprint? | User Notes | User Notes | Simple Payback (Years) | Carbon Cost Effectiveness (£/tCO2e) | 2014/15 |  | 2015/16 |  | 2016/17 |  | 2017/18 |  | 2018/19 |  | 2019/20 |  | 2020/21 |  | 2021/22 |  | 2022/23 |  | 2023/24 |  | 2024/25
[25 empty] | Carbon savings (tCO2e) | Cost Saving (£) | Carbon savings (tCO2e) | Cost Saving (£) | Carbon savings (tCO2e) | Cost Saving (£) | Carbon savings (tCO2e) | Cost Saving (£) | Carbon savings (tCO2e) | Cost Saving (£) | Carbon savings (tCO2e) | Cost Saving (£) | Carbon savings (tCO2e) | Cost Saving (£) | Carbon savings (tCO2e) | Cost Saving (£) | Carbon savings (tCO2e) | Cost Saving (£) | Carbon savings (tCO2e) | Cost Saving (£) | Carbon savings (tCO2e) | Cost Saving (£)
| Self Supply Total | [22 empty] | 0 | 0 | 0 | 0 | 0 | 0 | 0 | 0 | 0 | 0 | 0 | 0 | 0 | 0 | 0 | 0 | 0 | 0 | 0 | 0 | 0 | 0 | 0
| Export Total | [22 empty] | 0 | 0 | 0 | 0 | 0 | 0 | 0 | 0 | 0 | 0 | 0 | 0 | 0 | 0 | 0 | 0 | 0 | 0 | 0 | 0 | 0 | 0 | 0
| Renewable Total | [22 empty] | 0 | 0 | 0 | 0 | 0 | 0 | 0 | 0 | 0 | 0 | 0 | 0 | 0 | 0 | 0 | 0 | 0 | 0 | 0 | 0 | 0 | 0 | 0
[25 empty] | 0 | 0 | 0 | 0 | 0 | 0 | 0 | 0 | 0 | 0 | 0 | 0 | 0 | 0 | 0 | 0 | 0 | 0 | 0 | 0 | 0 | 0
[25 empty] | 0 | 0 | 0 | 0 | 0 | 0 | 0 | 0 | 0 | 0 | 0 | 0 | 0 | 0 | 0 | 0 | 0 | 0 | 0 | 0 | 0 | 0
[25 empty] | 0 | 0 | 0 | 0 | 0 | 0 | 0 | 0 | 0 | 0 | 0 | 0 | 0 | 0 | 0 | 0 | 0 | 0 | 0 | 0 | 0 | 0
[25 empty] | 0 | 0 | 0 | 0 | 0 | 0 | 0 | 0 | 0 | 0 | 0 | 0 | 0 | 0 | 0 | 0 | 0 | 0 | 0 | 0 | 0 | 0
[25 empty] | 0 | 0 | 0 | 0 | 0 | 0 | 0 | 0 | 0 | 0 | 0 | 0 | 0 | 0 | 0 | 0 | 0 | 0 | 0 | 0 | 0 | 0
[25 empty] | 0 | 0 | 0 | 0 | 0 | 0 | 0 | 0 | 0 | 0 | 0 | 0 | 0 | 0 | 0 | 0 | 0 | 0 | 0 | 0 | 0 | 0
[25 empty] | 0 | 0 | 0 | 0 | 0 | 0 | 0 | 0 | 0 | 0 | 0 | 0 | 0 | 0 | 0 | 0 | 0 | 0 | 0 | 0 | 0 | 0
[25 empty] | 0 | 0 | 0 | 0 | 0 | 0 | 0 | 0 | 0 | 0 | 0 | 0 | 0 | 0 | 0 | 0 | 0 | 0 | 0 | 0 | 0 | 0
[25 empty] | 0 | 0 | 0 | 0 | 0 | 0 | 0 | 0 | 0 | 0 | 0 | 0 | 0 | 0 | 0 | 0 | 0 | 0 | 0 | 0 | 0 | 0
[25 empty] | 0 | 0 | 0 | 0 | 0 | 0 | 0 | 0 | 0 | 0 | 0 | 0 | 0 | 0 | 0 | 0 | 0 | 0 | 0 | 0 | 0 | 0
[25 empty] | 0 | 0 | 0 | 0 | 0 | 0 | 0 | 0 | 0 | 0 | 0 | 0 | 0 | 0 | 0 | 0 | 0 | 0 | 0 | 0 | 0 | 0
[25 empty] | 0 | 0 | 0 | 0 | 0 | 0 | 0 | 0 | 0 | 0 | 0 | 0 | 0 | 0 | 0 | 0 | 0 | 0 | 0 | 0 | 0 | 0
[25 empty] | 0 | 0 | 0 | 0 | 0 | 0 | 0 | 0 | 0 | 0 | 0 | 0 | 0 | 0 | 0 | 0 | 0 | 0 | 0 | 0 | 0 | 0
[25 empty] | 0 | 0 | 0 | 0 | 0 | 0 | 0 | 0 | 0 | 0 | 0 | 0 | 0 | 0 | 0 | 0 | 0 | 0 | 0 | 0 | 0 | 0
[25 empty] | 0 | 0 | 0 | 0 | 0 | 0 | 0 | 0 | 0 | 0 | 0 | 0 | 0 | 0 | 0 | 0 | 0 | 0 | 0 | 0 | 0 | 0
[25 empty] | 0 | 0 | 0 | 0 | 0 | 0 | 0 | 0 | 0 | 0 | 0 | 0 | 0 | 0 | 0 | 0 | 0 | 0 | 0 | 0 | 0 | 0
[25 empty] | 0 | 0 | 0 | 0 | 0 | 0 | 0 | 0 | 0 | 0 | 0 | 0 | 0 | 0 | 0 | 0 | 0 | 0 | 0 | 0 | 0 | 0
[25 empty] | 0 | 0 | 0 | 0 | 0 | 0 | 0 | 0 | 0 | 0 | 0 | 0 | 0 | 0 | 0 | 0 | 0 | 0 | 0 | 0 | 0 | 0
[25 empty] | 0 | 0 | 0 | 0 | 0 | 0 | 0 | 0 | 0 | 0 | 0 | 0 | 0 | 0 | 0 | 0 | 0 | 0 | 0 | 0 | 0 | 0
[25 empty] | 0 | 0 | 0 | 0 | 0 | 0 | 0 | 0 | 0 | 0 | 0 | 0 | 0 | 0 | 0 | 0 | 0 | 0 | 0 | 0 | 0 | 0
[25 empty] | 0 | 0 | 0 | 0 | 0 | 0 | 0 | 0 | 0 | 0 | 0 | 0 | 0 | 0 | 0 | 0 | 0 | 0 | 0 | 0 | 0 | 0
[25 empty] | 0 | 0 | 0 | 0 | 0 | 0 | 0 | 0 | 0 | 0 | 0 | 0 | 0 | 0 | 0 | 0 | 0 | 0 | 0 | 0 | 0 | 0
[25 empty] | 0 | 0 | 0 | 0 | 0 | 0 | 0 | 0 | 0 | 0 | 0 | 0 | 0 | 0 | 0 | 0 | 0 | 0 | 0 | 0 | 0 | 0
[25 empty] | 0 | 0 | 0 | 0 | 0 | 0 | 0 | 0 | 0 | 0 | 0 | 0 | 0 | 0 | 0 | 0 | 0 | 0 | 0 | 0 | 0 | 0
[25 empty] | 0 | 0 | 0 | 0 | 0 | 0 | 0 | 0 | 0 | 0 | 0 | 0 | 0 | 0 | 0 | 0 | 0 | 0 | 0 | 0 | 0 | 0
[25 empty] | 0 | 0 | 0 | 0 | 0 | 0 | 0 | 0 | 0 | 0 | 0 | 0 | 0 | 0 | 0 | 0 | 0 | 0 | 0 | 0 | 0 | 0
[25 empty] | 0 | 0 | 0 | 0 | 0 | 0 | 0 | 0 | 0 | 0 | 0 | 0 | 0 | 0 | 0 | 0 | 0 | 0 | 0 | 0 | 0 | 0
[25 empty] | 0 | 0 | 0 | 0 | 0 | 0 | 0 | 0 | 0 | 0 | 0 | 0 | 0 | 0 | 0 | 0 | 0 | 0 | 0 | 0 | 0 | 0
[25 empty] | 0 | 0 | 0 | 0 | 0 | 0 | 0 | 0 | 0 | 0 | 0 | 0 | 0 | 0 | 0 | 0 | 0 | 0 | 0 | 0 | 0 | 0
[25 empty] | 0 | 0 | 0 | 0 | 0 | 0 | 0 | 0 | 0 | 0 | 0 | 0 | 0 | 0 | 0 | 0 | 0 | 0 | 0 | 0 | 0 | 0
[25 empty] | 0 | 0 | 0 | 0 | 0 | 0 | 0 | 0 | 0 | 0 | 0 | 0 | 0 | 0 | 0 | 0 | 0 | 0 | 0 | 0 | 0 | 0
[25 empty] | 0 | 0 | 0 | 0 | 0 | 0 | 0 | 0 | 0 | 0 | 0 | 0 | 0 | 0 | 0 | 0 | 0 | 0 | 0 | 0 | 0 | 0
[25 empty] | 0 | 0 | 0 | 0 | 0 | 0 | 0 | 0 | 0 | 0 | 0 | 0 | 0 | 0 | 0 | 0 | 0 | 0 | 0 | 0 | 0 | 0
[25 empty] | 0 | 0 | 0 | 0 | 0 | 0 | 0 | 0 | 0 | 0 | 0 | 0 | 0 | 0 | 0 | 0 | 0 | 0 | 0 | 0 | 0 | 0
[25 empty] | 0 | 0 | 0 | 0 | 0 | 0 | 0 | 0 | 0 | 0 | 0 | 0 | 0 | 0 | 0 | 0 | 0 | 0 | 0 | 0 | 0 | 0
[25 empty] | 0 | 0 | 0 | 0 | 0 | 0 | 0 | 0 | 0 | 0 | 0 | 0 | 0 | 0 | 0 | 0 | 0 | 0 | 0 | 0 | 0 | 0
[25 empty] | 0 | 0 | 0 | 0 | 0 | 0 | 0 | 0 | 0 | 0 | 0 | 0 | 0 | 0 | 0 | 0 | 0 | 0 | 0 | 0 | 0 | 0
TOTAL FiT REVENUE
TOTAL RHI REVENEUE
Name of person completing the tab
Date
Tab reviewed by
Use this sheet to document all projects that are or will take place within the organisation. This sheet will calculate the effect of these projects across the timeseries. Renewable projects should be added to second table (below).
Sheet description
Date
Note on B8: Enter your organisation's own number/reference for the project.
Note on C8: Enter a full description of the project.
Note on E8: Enter details of exact location(s) where project will be implemented.
Note on F8: Enter the year when the majority of the capital spend for the project occurs. Use the dropdown selection. THIS CELL IS ESSENTIAL TO COMPLETE.
Note on G8: Enter the year when the project installation is complete and is commissioned. Use the dropdown selection. THIS CELL IS ESSENTIAL TO COMPLETE.
Note on H8: This is the first FULL year of project savings.
Note on I8: Enter the full capital cost of the project (£). THIS CELL IS ESSENTIAL TO COMPLETE.
Note on J8: This relates to any additional annual operation and maintenance cost savings over and above the current (old) or alternative project (£).
Note on K8: Enter the name of the person with ultimate responsibility for the project.
Note on L8: Enter the name of the person responsible for managing the project to completion.
Note on M8: Enter the name of the Department/team responsible for the project.
Note on N8: Enter the current stage of project development from the dropdown selection. Projects which are abandoned/superseded should remain on this sheet for future reference (comments can be added to 'User Notes' at the end of the row). THIS CELL IS ESSENTIAL TO COMPLETE.
Note on O8: Enter the level of confidence in the information entered (relating particularly to the 'capital costs' and 'amount of savings'). Use the dropdown selection.
Note on P8: Will the emissions savings from the project save on CRC EES exposure? If the Type of Emission Saving is subject to the Carbon Reduction Commitment Energy Efficiency Scheme, enter 'yes', otherwise 'no' by using the dropdown selection. THIS CELL IS ESSENTIAL TO COMPLETE.
Note on Q8: Choose the relevant category for the Activity Saving from the dropdown selection. THIS CELL IS ESSENTIAL TO COMPLETE.
Note on S8: Enter the Type of Activity Saving for the project from the dropdown selection. All newly proposed renewables should be entered in the next section (further down this sheet). THIS CELL IS ESSENTIAL TO COMPLETE.
Note on T8: Annual emission Amount of Savings in the first full year of operation. Enter a quantity which relates to the units for the Emission Type selected. For help with unit conversion factors, refer to the 'Conversion Factors' tab. THIS CELL IS ESSENTIAL TO COMPLETE.
Note on U8: To prevent double counting, where a project started saving in a year (first full year) for which the carbon footprint has been calculated, click 'Yes', alternatively select 'no' from the dropdown selection. THIS CELL IS ESSENTIAL TO COMPLETE.
Note on V8: Enter the last date that this entry was amended/reviewed.
Note on X8: Simple payback for project based on capital cost (and O&M savings) divided by first full year of cost savings. Figure can be used to compare and prioritise projects.
Note on Y8: Carbon Cost Effectiveness for project based on capital cost (and O&M savings) divided by first full year of carbon savings. Figure can be used to compare and prioritise projects.
Note on B10: Filtered Total for all new projects excludes those already captured in previous Carbon Footprints. Excludes Renewable Elec & Heat Exports
Note on B11: Total for all new projects excludes those already captured in previous Carbon Footprints. Excludes Renewable Elec & Heat Exports
Note on B208: Where an organisation proposes to own/operate its own renewables, these should be entered in this section. Where FiT/RHI is received, the annual totals (including future anticipated totals) should be entered at the end of this section.
Note on B210: Enter your organisation's own number/reference for the renewables project.
Note on C210: Enter a full description for the renewables project.
Note on E210: Enter details of exact location(s) where project will be implemented.
Note on F210: Enter the year when the majority of the capital spend for the renewable project occurs. Use the dropdown selection.THIS CELL IS ESSENTIAL TO COMPLETE.
Note on G210: Enter the year when the renewables project installation is complete and is commissioned. Use the dropdown selection.THIS CELL IS ESSENTIAL TO COMPLETE.
Note on H210: This is the first FULL year of renewables project savings.
Note on I210: Enter the full capital cost of the project (£). THIS CELL IS ESSENTIAL TO COMPLETE.
Note on J210: This relates to any additional annual operation and maintenance cost savings over and above the current (old) or alternative project (£).
Note on K210: Enter the name of the person with ultimate responsibility for the renewables project.
Note on L210: Enter the name of the person responsible for managing the renewables project to completion.
Note on M210: Enter the name of the Department/team responsible for the renewables project.
Note on N210: Enter the current stage of the renewables project development from the dropdown selection. Renewables projects which are abandoned/superseded should remain on this sheet for future reference (comments can be added to 'User Notes' at the end of the row). THIS CELL IS ESSENTIAL TO COMPLETE.
Note on O210: Enter the level of confidence in the information entered (relating particularly to the 'capital costs' and 'amount of savings'). Use the dropdown selection.
Note on P210: If the renewables project benefits from Feed InTariffs (FiTs) or the Renewable Heat Incentive (RHI), select using the dropdown selection. THIS CELL IS ESSENTIAL TO COMPLETE.
Note on Q210: Detail the Type of Source Saving from the dropdown selection.
Note on S210: Enter the Type of Emission Saving for the renewables project from the dropdown selection. THIS CELL IS ESSENTIAL TO COMPLETE.
Note on T210: Annual emission Amount of Savings in the first full year of operation. Enter a quantity which relates to the units for the Emission Type selected. For help with unit conversion factors, refer to the 'Conversion Factors' tab. THIS CELL IS ESSENTIAL TO COMPLETE.
Note on U210: To prevent double counting, where a renewables project started saving in a year (first full year) for which the carbon footprint has been calculated, click 'Yes', alternatively select 'no' from the dropdown selection. THIS CELL IS ESSENTIAL TO COMPLETE.
Note on X210: Simple payback for the renewables project based on capital cost (and O&M savings) divided by first full year of cost savings. Figure can be used to compare and prioritise projects.
Note on Y210: Carbon Cost Effectiveness for the renewables project based on capital cost (and O&M savings) divided by first full year of carbon savings. Figure can be used to compare and prioritise projects.
Note on B212: Total excludes those project savings already captured in previous Carbon Footprints.
Note on B213: Total excludes those project savings already captured in previous Carbon Footprints.
Note on B214: Renewable Total excludes those project savings already captured in previous Carbon Footprints.
Note on Y252: For new projects not already captured in previous Carbon Footprints.
Note on Y253: For new projects not already captured in previous Carbon Footprints.

## Forecast Output
Table Navigation Window
Carbon Footprint
Consumption data | Carbon Forecast |  |  |  | Results of the Carbon Footprint including Projects are available to the right of this table | [16 empty] | Carbon Forecast + Projects
Costs data | Carbon footprint | Units | Type | 2007/08 | 2008/09 | 2009/10 | 2010/11 | 2011/12 | 2012/13 | 2013/14 | 2014/15 | 2015/16 | 2016/17 | 2017/18 | 2018/19 | 2019/20 | 2020/21 | 2021/22 | 2022/23 | 2023/24 | 2024/25 | Carbon footprint including Projects | Units | Type | 2007/08 | 2008/09 | 2009/10 | 2010/11 | 2011/12 | 2012/13 | 2013/14 | 2014/15 | 2015/16 | 2016/17 | 2017/18 | 2018/19 | 2019/20 | 2020/21 | 2021/22 | 2022/23 | 2023/24 | 2024/25
| Grid Electricity | tCO2e | Premises - Grid Electricity | [7 empty] | 11508.05 | 10592.719 | 10765.988 | 10496.8383 | 10234.4174 | 9978.5569 | 9729.093 | 9485.8657 | 9248.719 | 9017.5011 | 8792.0635 | Grid Electricity | tCO2e | Premises - Grid Electricity | [7 empty] | 11508.05 | 10592.719 | 10108.8575 | 9429.0013 | 9193.2762 | 8963.4443 | 8739.3582 | 8520.8743 | 8307.8524 | 8100.1561 | 7897.6522
Carbon Footrpint + Projects | Natural Gas - direct | tCO2e | Premises - Natural gas | [7 empty] | 14756 | 14756 | 15309.35 | 15309.35 | 15309.35 | 15309.35 | 15309.35 | 15309.35 | 15309.35 | 15309.35 | 15309.35 | Natural Gas - direct | tCO2e | Premises - Natural gas | [7 empty] | 14756 | 14756 | 15309.35 | 15309.35 | 15309.35 | 15309.35 | 15309.35 | 15309.35 | 15309.35 | 15309.35 | 15309.35
| Natural Gas - CHP | tCO2e | Premises - Natural gas | [7 empty] | 18445 | 18445 | 18445 | 18445 | 18445 | 18445 | 18445 | 18445 | 18445 | 18445 | 18445 | Natural Gas - CHP | tCO2e | Premises - Natural gas | [7 empty] | 18445 | 18445 | 18445 | 18445 | 18445 | 18445 | 18445 | 18445 | 18445 | 18445 | 18445
Consumption + Projects | Refrigerant HFC-134a | tCO2e | Premises - Other | [7 empty] | 0 | 0 | 0 | 0 | 0 | 0 | 0 | 0 | 0 | 0 | 0 | Refrigerant HFC-134a | tCO2e | Premises - Other | [7 empty] | 0 | 0 | 0 | 0 | 0 | 0 | 0 | 0 | 0 | 0 | 0
| Water - Supply | tCO2e | Premises - Water | [7 empty] | 68.8 | 68.8 | 68.8 | 68.8 | 68.8 | 68.8 | 68.8 | 68.8 | 68.8 | 68.8 | 68.8 | Water - Supply | tCO2e | Premises - Water | [7 empty] | 68.8 | 68.8 | 68.8 | 68.8 | 68.8 | 68.8 | 68.8 | 68.8 | 68.8 | 68.8 | 68.8
Costs + Projects | Water - Treatment | tCO2e | Premises - Water | [7 empty] | 141.6 | 141.6 | 141.6 | 141.6 | 141.6 | 141.6 | 141.6 | 141.6 | 141.6 | 141.6 | 141.6 | Water - Treatment | tCO2e | Premises - Water | [7 empty] | 141.6 | 141.6 | 141.6 | 141.6 | 141.6 | 141.6 | 141.6 | 141.6 | 141.6 | 141.6 | 141.6
| Refuse Commercial & Industrial to Landfill | tCO2e | Waste | [7 empty] | 465 | 465 | 465 | 465 | 465 | 465 | 465 | 465 | 465 | 465 | 465 | Refuse Commercial & Industrial to Landfill | tCO2e | Waste | [7 empty] | 465 | 465 | 465 | 465 | 465 | 465 | 465 | 465 | 465 | 465 | 465
| Organic Food & Drink AD | tCO2e | Waste | [7 empty] | 0 | 0 | 0 | 0 | 0 | 0 | 0 | 0 | 0 | 0 | 0 | Organic Food & Drink AD | tCO2e | Waste | [7 empty] | 0 | 0 | 0 | 0 | 0 | 0 | 0 | 0 | 0 | 0 | 0
HELP | Organic Food & Drink Composting | tCO2e | Waste | [7 empty] | 0 | 0 | 0 | 0 | 0 | 0 | 0 | 0 | 0 | 0 | 0 | Organic Food & Drink Composting | tCO2e | Waste | [7 empty] | 0 | 0 | 0 | 0 | 0 | 0 | 0 | 0 | 0 | 0 | 0
| Paper & Board (Mixed) Recycling | tCO2e | Waste | [7 empty] | 0 | 0 | 0 | 0 | 0 | 0 | 0 | 0 | 0 | 0 | 0 | Paper & Board (Mixed) Recycling | tCO2e | Waste | [7 empty] | 0 | 0 | 0 | 0 | 0 | 0 | 0 | 0 | 0 | 0 | 0
| Refuse Mun/Comm/Ind to Combustion | tCO2e | Waste | [7 empty] | 0 | 0 | 0 | 0 | 0 | 0 | 0 | 0 | 0 | 0 | 0 | Refuse Mun/Comm/Ind to Combustion | tCO2e | Waste | [7 empty] | 0 | 0 | 0 | 0 | 0 | 0 | 0 | 0 | 0 | 0 | 0
| WEEE (Mixed) Recycling | tCO2e | Waste | [7 empty] | 0 | 0 | 0 | 0 | 0 | 0 | 0 | 0 | 0 | 0 | 0 | WEEE (Mixed) Recycling | tCO2e | Waste | [7 empty] | 0 | 0 | 0 | 0 | 0 | 0 | 0 | 0 | 0 | 0 | 0
| Glass Recycling | tCO2e | Waste | [7 empty] | 0 | 0 | 0 | 0 | 0 | 0 | 0 | 0 | 0 | 0 | 0 | Glass Recycling | tCO2e | Waste | [7 empty] | 0 | 0 | 0 | 0 | 0 | 0 | 0 | 0 | 0 | 0 | 0
| Clinical Waste - Orange Stream | tCO2e | Waste | [7 empty] | 0 | 0 | 0 | 0 | 0 | 0 | 0 | 0 | 0 | 0 | 0 | Clinical Waste - Orange Stream | tCO2e | Waste | [7 empty] | 0 | 0 | 0 | 0 | 0 | 0 | 0 | 0 | 0 | 0 | 0
| Reuse | tCO2e | Waste | [7 empty] | 0 | 0 | 0 | 0 | 0 | 0 | 0 | 0 | 0 | 0 | 0 | Reuse | tCO2e | Waste | [7 empty] | 0 | 0 | 0 | 0 | 0 | 0 | 0 | 0 | 0 | 0 | 0
| Flights Economy Short Haul - to/from UK | tCO2e | Business travel | [7 empty] | 1663.4 | 1663.4 | 1663.4 | 1663.4 | 1663.4 | 1663.4 | 1663.4 | 1663.4 | 1663.4 | 1663.4 | 1663.4 | Flights Economy Short Haul - to/from UK | tCO2e | Business travel | [7 empty] | 1663.4 | 1663.4 | 1663.4 | 1663.4 | 1663.4 | 1663.4 | 1663.4 | 1663.4 | 1663.4 | 1663.4 | 1663.4
| Rail - National Rail | tCO2e | Business travel | [7 empty] | 0 | 0 | 0 | 0 | 0 | 0 | 0 | 0 | 0 | 0 | 0 | Rail - National Rail | tCO2e | Business travel | [7 empty] | 0 | 0 | 0 | 0 | 0 | 0 | 0 | 0 | 0 | 0 | 0
| Rail - Light Rail & Tram | tCO2e | Business travel | [7 empty] | 0 | 0 | 0 | 0 | 0 | 0 | 0 | 0 | 0 | 0 | 0 | Rail - Light Rail & Tram | tCO2e | Business travel | [7 empty] | 0 | 0 | 0 | 0 | 0 | 0 | 0 | 0 | 0 | 0 | 0
| Car - Average - diesel | tCO2e | Business travel | [7 empty] | 364.64 | 364.64 | 364.64 | 364.64 | 364.64 | 364.64 | 364.64 | 364.64 | 364.64 | 364.64 | 364.64 | Car - Average - diesel | tCO2e | Business travel | [7 empty] | 364.64 | 364.64 | 364.64 | 364.64 | 364.64 | 364.64 | 364.64 | 364.64 | 364.64 | 364.64 | 364.64
| Car - Average - petrol | tCO2e | Business travel | [7 empty] | 0 | 0 | 0 | 0 | 0 | 0 | 0 | 0 | 0 | 0 | 0 | Car - Average - petrol | tCO2e | Business travel | [7 empty] | 0 | 0 | 0 | 0 | 0 | 0 | 0 | 0 | 0 | 0 | 0
| Van - diesel | tCO2e | Business travel | [7 empty] | 0 | 0 | 0 | 0 | 0 | 0 | 0 | 0 | 0 | 0 | 0 | Van - diesel | tCO2e | Business travel | [7 empty] | 0 | 0 | 0 | 0 | 0 | 0 | 0 | 0 | 0 | 0 | 0
| Bus | tCO2e | Business travel | [7 empty] | 0 | 0 | 0 | 0 | 0 | 0 | 0 | 0 | 0 | 0 | 0 | Bus | tCO2e | Business travel | [7 empty] | 0 | 0 | 0 | 0 | 0 | 0 | 0 | 0 | 0 | 0 | 0
| Taxi - Black cab | tCO2e | Business travel | [7 empty] | 0 | 0 | 0 | 0 | 0 | 0 | 0 | 0 | 0 | 0 | 0 | Taxi - Black cab | tCO2e | Business travel | [7 empty] | 0 | 0 | 0 | 0 | 0 | 0 | 0 | 0 | 0 | 0 | 0
| Ferry | tCO2e | Business travel | [7 empty] | 0 | 0 | 0 | 0 | 0 | 0 | 0 | 0 | 0 | 0 | 0 | Ferry | tCO2e | Business travel | [7 empty] | 0 | 0 | 0 | 0 | 0 | 0 | 0 | 0 | 0 | 0 | 0
| Total | tCO2e |  | 0 | 0 | 0 | 0 | 47900 | 45893.5581 | 48361.4361 | 47412.49 | 46497.159 | 47223.778 | 46954.6283 | 46692.2074 | 46436.3469 | 46186.883 | 45943.6557 | 45706.509 | 45475.2911 | 45249.8535 | Total |  |  | 0 | 0 | 0 | 0 | 47900 | 45893.5581 | 48361.4361 | 47412.49 | 46497.159 | 46566.6475 | 45886.7913 | 45651.0662 | 45421.2343 | 45197.1482 | 44978.6643 | 44765.6424 | 44557.9461 | 44355.4422
| Carbon footprint by Campus | Units |  | 2007/08 | 2008/09 | 2009/10 | 2010/11 | 2011/12 | 2012/13 | 2013/14 | 2014/15 | 2015/16 | 2016/17 | 2017/18 | 2018/19 | 2019/20 | 2020/21 | 2021/22 | 2022/23 | 2023/24 | 2024/25 | Carbon footprint + Projects by Campus | Units |  | 2007/08 | 2008/09 | 2009/10 | 2010/11 | 2011/12 | 2012/13 | 2013/14 | 2014/15 | 2015/16 | 2016/17 | 2017/18 | 2018/19 | 2019/20 | 2020/21 | 2021/22 | 2022/23 | 2023/24 | 2024/25
| Campus A | tCO2e | [8 empty] | 23804.985 | 23476.499 | 24332.2975 | 24189.0978 | 24049.4781 | 23913.3489 | 23780.623 | 23651.2151 | 23525.0425 | 23402.0242 | 23282.0813 | Campus A | tCO2e | [8 empty] | 23804.985 | 23476.499 | 24332.2975 | 24189.0978 | 24049.4781 | 23913.3489 | 23780.623 | 23651.2151 | 23525.0425 | 23402.0242 | 23282.0813
| Campus B | tCO2e | [8 empty] | 5793.314 | 5558.576 | 5506.9042 | 5456.5242 | 5407.4037 | 5359.5112 | 5312.816 | 5267.2882 | 5222.8986 | 5179.6187 | 5137.4209 | Campus B | tCO2e | [8 empty] | 5793.314 | 5558.576 | 5506.9042 | 5456.5242 | 5407.4037 | 5359.5112 | 5312.816 | 5267.2882 | 5222.8986 | 5179.6187 | 5137.4209
| Campus C | tCO2e | [8 empty] | 4642.693 | 4525.324 | 4499.4881 | 4474.2981 | 4449.7378 | 4425.7916 | 4402.444 | 4379.6801 | 4357.4853 | 4335.8454 | 4314.7464 | Campus C | tCO2e | [8 empty] | 4642.693 | 4525.324 | 4499.4881 | 4474.2981 | 4449.7378 | 4425.7916 | 4402.444 | 4379.6801 | 4357.4853 | 4335.8454 | 4314.7464
| Campus D | tCO2e | [8 empty] | 13171.498 | 12936.76 | 12885.0882 | 12834.7082 | 12785.5877 | 12737.6952 | 12691 | 12645.4722 | 12601.0826 | 12557.8027 | 12515.6049 | Campus D | tCO2e | [8 empty] | 13171.498 | 12936.76 | 12885.0882 | 12834.7082 | 12785.5877 | 12737.6952 | 12691 | 12645.4722 | 12601.0826 | 12557.8027 | 12515.6049
| Not used | tCO2e | [8 empty] | 0 | 0 | 0 | 0 | 0 | 0 | 0 | 0 | 0 | 0 | 0 | Not used | tCO2e | [8 empty] | 0 | 0 | 0 | 0 | 0 | 0 | 0 | 0 | 0 | 0 | 0
| Accommodation | tCO2e | [8 empty] | 0 | 0 | 0 | 0 | 0 | 0 | 0 | 0 | 0 | 0 | 0 | Accommodation | tCO2e | [8 empty] | 0 | 0 | 0 | 0 | 0 | 0 | 0 | 0 | 0 | 0 | 0
| Total | tCO2e |  | 0 | 0 | 0 | 0 | 47900 | 45893.5581 | 48361.4361 | 47412.49 | 46497.159 | 47223.778 | 46954.6283 | 46692.2074 | 46436.3469 | 46186.883 | 45943.6557 | 45706.509 | 45475.2911 | 45249.8535 | Total |  |  | 0 | 0 | 0 | 0 | 47900 | 45893.5581 | 48361.4361 | 47412.49 | 46497.159 | 47223.778 | 46954.6283 | 46692.2074 | 46436.3469 | 46186.883 | 45943.6557 | 45706.509 | 45475.2911 | 45249.8535
| Consumption | Units | Type | 2007/08 | 2008/09 | 2009/10 | 2010/11 | 2011/12 | 2012/13 | 2013/14 | 2014/15 | 2015/16 | 2016/17 | 2017/18 | 2018/19 | 2019/20 | 2020/21 | 2021/22 | 2022/23 | 2023/24 | 2024/25 | Consumption including Projects | Units | Type | 2007/08 | 2008/09 | 2009/10 | 2010/11 | 2011/12 | 2012/13 | 2013/14 | 2014/15 | 2015/16 | 2016/17 | 2017/18 | 2018/19 | 2019/20 | 2020/21 | 2021/22 | 2022/23 | 2023/24 | 2024/25
| Grid Electricity | kWh | Premises - Grid Electricity | [7 empty] | 23000000 | 23575000 | 24575000 | 24575000 | 24575000 | 24575000 | 24575000 | 24575000 | 24575000 | 24575000 | 24575000 | Grid Electricity | kWh | Premises - Grid Electricity | [7 empty] | 23000000 | 23575000 | 23075000 | 22075000 | 22075000 | 22075000 | 22075000 | 22075000 | 22075000 | 22075000 | 22075000
| Natural Gas - direct | kWh | Premises - Natural gas | [7 empty] | 80000000 | 80000000 | 83000000 | 83000000 | 83000000 | 83000000 | 83000000 | 83000000 | 83000000 | 83000000 | 83000000 | Natural Gas - direct | kWh | Premises - Natural gas | [7 empty] | 80000000 | 80000000 | 83000000 | 83000000 | 83000000 | 83000000 | 83000000 | 83000000 | 83000000 | 83000000 | 83000000
| Natural Gas - CHP | kWh | Premises - Natural gas | [7 empty] | 100000000 | 100000000 | 100000000 | 100000000 | 100000000 | 100000000 | 100000000 | 100000000 | 100000000 | 100000000 | 100000000 | Natural Gas - CHP | kWh | Premises - Natural gas | [7 empty] | 100000000 | 100000000 | 100000000 | 100000000 | 100000000 | 100000000 | 100000000 | 100000000 | 100000000 | 100000000 | 100000000
| Refrigerant HFC-134a | kg | Premises - Other | [7 empty] | 0 | 0 | 0 | 0 | 0 | 0 | 0 | 0 | 0 | 0 | 0 | Refrigerant HFC-134a | kg | Premises - Other | [7 empty] | 0 | 0 | 0 | 0 | 0 | 0 | 0 | 0 | 0 | 0 | 0
| Water - Supply | m3 | Premises - Water | [7 empty] | 200000 | 200000 | 200000 | 200000 | 200000 | 200000 | 200000 | 200000 | 200000 | 200000 | 200000 | Water - Supply | m3 | Premises - Water | [7 empty] | 200000 | 200000 | 200000 | 200000 | 200000 | 200000 | 200000 | 200000 | 200000 | 200000 | 200000
| Water - Treatment | m3 | Premises - Water | [7 empty] | 200000 | 200000 | 200000 | 200000 | 200000 | 200000 | 200000 | 200000 | 200000 | 200000 | 200000 | Water - Treatment | m3 | Premises - Water | [7 empty] | 200000 | 200000 | 200000 | 200000 | 200000 | 200000 | 200000 | 200000 | 200000 | 200000 | 200000
| Refuse Commercial & Industrial to Landfill | tonnes | Waste | [7 empty] | 5000 | 5000 | 5000 | 5000 | 5000 | 5000 | 5000 | 5000 | 5000 | 5000 | 5000 | Refuse Commercial & Industrial to Landfill | tonnes | Waste | [7 empty] | 5000 | 5000 | 5000 | 5000 | 5000 | 5000 | 5000 | 5000 | 5000 | 5000 | 5000
| Organic Food & Drink AD | tonnes | Waste | [7 empty] | 0 | 0 | 0 | 0 | 0 | 0 | 0 | 0 | 0 | 0 | 0 | Organic Food & Drink AD | tonnes | Waste | [7 empty] | 0 | 0 | 0 | 0 | 0 | 0 | 0 | 0 | 0 | 0 | 0
| Organic Food & Drink Composting | tonnes | Waste | [7 empty] | 0 | 0 | 0 | 0 | 0 | 0 | 0 | 0 | 0 | 0 | 0 | Organic Food & Drink Composting | tonnes | Waste | [7 empty] | 0 | 0 | 0 | 0 | 0 | 0 | 0 | 0 | 0 | 0 | 0
| Paper & Board (Mixed) Recycling | tonnes | Waste | [7 empty] | 0 | 0 | 0 | 0 | 0 | 0 | 0 | 0 | 0 | 0 | 0 | Paper & Board (Mixed) Recycling | tonnes | Waste | [7 empty] | 0 | 0 | 0 | 0 | 0 | 0 | 0 | 0 | 0 | 0 | 0
| Refuse Mun/Comm/Ind to Combustion | tonnes | Waste | [7 empty] | 0 | 0 | 0 | 0 | 0 | 0 | 0 | 0 | 0 | 0 | 0 | Refuse Mun/Comm/Ind to Combustion | tonnes | Waste | [7 empty] | 0 | 0 | 0 | 0 | 0 | 0 | 0 | 0 | 0 | 0 | 0
| WEEE (Mixed) Recycling | tonnes | Waste | [7 empty] | 0 | 0 | 0 | 0 | 0 | 0 | 0 | 0 | 0 | 0 | 0 | WEEE (Mixed) Recycling | tonnes | Waste | [7 empty] | 0 | 0 | 0 | 0 | 0 | 0 | 0 | 0 | 0 | 0 | 0
| Glass Recycling | tonnes | Waste | [7 empty] | 0 | 0 | 0 | 0 | 0 | 0 | 0 | 0 | 0 | 0 | 0 | Glass Recycling | tonnes | Waste | [7 empty] | 0 | 0 | 0 | 0 | 0 | 0 | 0 | 0 | 0 | 0 | 0
| Clinical Waste - Orange Stream | tonnes | Waste | [7 empty] | 0 | 0 | 0 | 0 | 0 | 0 | 0 | 0 | 0 | 0 | 0 | Clinical Waste - Orange Stream | tonnes | Waste | [7 empty] | 0 | 0 | 0 | 0 | 0 | 0 | 0 | 0 | 0 | 0 | 0
| Reuse | tonnes | Waste | [7 empty] | 0 | 0 | 0 | 0 | 0 | 0 | 0 | 0 | 0 | 0 | 0 | Reuse | tonnes | Waste | [7 empty] | 0 | 0 | 0 | 0 | 0 | 0 | 0 | 0 | 0 | 0 | 0
| Flights Economy Short Haul - to/from UK | passenger km | Business travel | [7 empty] | 10000000 | 10000000 | 10000000 | 10000000 | 10000000 | 10000000 | 10000000 | 10000000 | 10000000 | 10000000 | 10000000 | Flights Economy Short Haul - to/from UK | passenger km | Business travel | [7 empty] | 10000000 | 10000000 | 10000000 | 10000000 | 10000000 | 10000000 | 10000000 | 10000000 | 10000000 | 10000000 | 10000000
| Rail - National Rail | passenger km | Business travel | [7 empty] | 0 | 0 | 0 | 0 | 0 | 0 | 0 | 0 | 0 | 0 | 0 | Rail - National Rail | passenger km | Business travel | [7 empty] | 0 | 0 | 0 | 0 | 0 | 0 | 0 | 0 | 0 | 0 | 0
| Rail - Light Rail & Tram | passenger km | Business travel | [7 empty] | 0 | 0 | 0 | 0 | 0 | 0 | 0 | 0 | 0 | 0 | 0 | Rail - Light Rail & Tram | passenger km | Business travel | [7 empty] | 0 | 0 | 0 | 0 | 0 | 0 | 0 | 0 | 0 | 0 | 0
| Car - Average - diesel | passenger km | Business travel | [7 empty] | 2000000 | 2000000 | 2000000 | 2000000 | 2000000 | 2000000 | 2000000 | 2000000 | 2000000 | 2000000 | 2000000 | Car - Average - diesel | passenger km | Business travel | [7 empty] | 2000000 | 2000000 | 2000000 | 2000000 | 2000000 | 2000000 | 2000000 | 2000000 | 2000000 | 2000000 | 2000000
| Car - Average - petrol | passenger km | Business travel | [7 empty] | 0 | 0 | 0 | 0 | 0 | 0 | 0 | 0 | 0 | 0 | 0 | Car - Average - petrol | passenger km | Business travel | [7 empty] | 0 | 0 | 0 | 0 | 0 | 0 | 0 | 0 | 0 | 0 | 0
| Van - diesel | km | Business travel | [7 empty] | 0 | 0 | 0 | 0 | 0 | 0 | 0 | 0 | 0 | 0 | 0 | Van - diesel | km | Business travel | [7 empty] | 0 | 0 | 0 | 0 | 0 | 0 | 0 | 0 | 0 | 0 | 0
| Bus | passenger km | Business travel | [7 empty] | 0 | 0 | 0 | 0 | 0 | 0 | 0 | 0 | 0 | 0 | 0 | Bus | passenger km | Business travel | [7 empty] | 0 | 0 | 0 | 0 | 0 | 0 | 0 | 0 | 0 | 0 | 0
| Taxi - Black cab | passenger km | Business travel | [7 empty] | 0 | 0 | 0 | 0 | 0 | 0 | 0 | 0 | 0 | 0 | 0 | Taxi - Black cab | passenger km | Business travel | [7 empty] | 0 | 0 | 0 | 0 | 0 | 0 | 0 | 0 | 0 | 0 | 0
| Ferry | average all passenger | Business travel | [7 empty] | 0 | 0 | 0 | 0 | 0 | 0 | 0 | 0 | 0 | 0 | 0 | Ferry | average all passenger | Business travel | [7 empty] | 0 | 0 | 0 | 0 | 0 | 0 | 0 | 0 | 0 | 0 | 0
| Cost | Units | Type | 2007/08 | 2008/09 | 2009/10 | 2010/11 | 2011/12 | 2012/13 | 2013/14 | 2014/15 | 2015/16 | 2016/17 | 2017/18 | 2018/19 | 2019/20 | 2020/21 | 2021/22 | 2022/23 | 2023/24 | 2024/25 | Cost including Projects | Units | Type | 2007/08 | 2008/09 | 2009/10 | 2010/11 | 2011/12 | 2012/13 | 2013/14 | 2014/15 | 2015/16 | 2016/17 | 2017/18 | 2018/19 | 2019/20 | 2020/21 | 2021/22 | 2022/23 | 2023/24 | 2024/25
| Grid Electricity | £ | Premises - Grid Electricity | [7 empty] | 2341525.58 | 2433742.7759 | 2758907.3794 | 2956266.142 | 2957028.1294 | 2982368.3552 | 3327186.8332 | 3352533.5772 | 3358802.6092 | 3359604.2766 | 3360409.351 | Grid Electricity | £ | Premises - Grid Electricity | [7 empty] | 2341525.58 | 2433742.7759 | 2758907.3794 | 2956266.142 | 2957028.1294 | 2982368.3552 | 3327186.8332 | 3352533.5772 | 3358802.6092 | 3359604.2766 | 3360409.351
| Natural Gas - direct | £ | Premises - Natural gas | [7 empty] | 2550193.6 | 2557571.6 | 2826874.951 | 3000491.1996 | 2925335.9356 | 2850416.0136 | 2775738.494 | 2950310.6489 | 2968234.1674 | 2977601.1924 | 2987249.2282 | Natural Gas - direct | £ | Premises - Natural gas | [7 empty] | 2550193.6 | 2557571.6 | 2826874.951 | 3000491.1996 | 2925335.9356 | 2850416.0136 | 2775738.494 | 2950310.6489 | 2968234.1674 | 2977601.1924 | 2987249.2282
| Natural Gas - CHP | £ | Premises - Natural gas | [7 empty] | 3187742 | 3196964.5 | 3405873.435 | 3615049.6381 | 3524501.1272 | 3434236.161 | 3344263.2458 | 3554591.1432 | 3576185.7438 | 3587471.3161 | 3599095.4556 | Natural Gas - CHP | £ | Premises - Natural gas | [7 empty] | 3187742 | 3196964.5 | 3405873.435 | 3615049.6381 | 3524501.1272 | 3434236.161 | 3344263.2458 | 3554591.1432 | 3576185.7438 | 3587471.3161 | 3599095.4556
| Refrigerant HFC-134a | £ | Premises - Other | [7 empty] | 0 | 0 | 0 | 0 | 0 | 0 | 0 | 0 | 0 | 0 | 0 | Refrigerant HFC-134a | £ | Premises - Other | [7 empty] | 0 | 0 | 0 | 0 | 0 | 0 | 0 | 0 | 0 | 0 | 0
| Water - Supply | £ | Premises - Water | [7 empty] | 61073.28 | 61107.68 | 63140.9104 | 65241.8044 | 67412.6141 | 69655.6666 | 71973.3664 | 74368.1983 | 79399.6128 | 82041.5893 | 84771.4914 | Water - Supply | £ | Premises - Water | [7 empty] | 61073.28 | 61107.68 | 63140.9104 | 65241.8044 | 67412.6141 | 69655.6666 | 71973.3664 | 74368.1983 | 79399.6128 | 82041.5893 | 84771.4914
| Water - Treatment | £ | Premises - Water | [7 empty] | 140220.896 | 140227.976 | 144234.8153 | 148356.1455 | 152595.238 | 156955.4578 | 161440.266 | 166053.2226 | 175678.3324 | 180698.1258 | 185861.3544 | Water - Treatment | £ | Premises - Water | [7 empty] | 140220.896 | 140227.976 | 144234.8153 | 148356.1455 | 152595.238 | 156955.4578 | 161440.266 | 166053.2226 | 175678.3324 | 180698.1258 | 185861.3544
| Refuse Commercial & Industrial to Landfill | £ | Waste | [7 empty] | 580000 | 580000 | 585000 | 590043.1034 | 595129.6819 | 600260.1102 | 605434.7663 | 610654.0316 | 621227.9309 | 626583.3441 | 631984.9246 | Refuse Commercial & Industrial to Landfill | £ | Waste | [7 empty] | 580000 | 580000 | 585000 | 590043.1034 | 595129.6819 | 600260.1102 | 605434.7663 | 610654.0316 | 621227.9309 | 626583.3441 | 631984.9246
| Organic Food & Drink AD | £ | Waste | [7 empty] | 0 | 0 | 0 | 0 | 0 | 0 | 0 | 0 | 0 | 0 | 0 | Organic Food & Drink AD | £ | Waste | [7 empty] | 0 | 0 | 0 | 0 | 0 | 0 | 0 | 0 | 0 | 0 | 0
| Organic Food & Drink Composting | £ | Waste | [7 empty] | 0 | 0 | 0 | 0 | 0 | 0 | 0 | 0 | 0 | 0 | 0 | Organic Food & Drink Composting | £ | Waste | [7 empty] | 0 | 0 | 0 | 0 | 0 | 0 | 0 | 0 | 0 | 0 | 0
| Paper & Board (Mixed) Recycling | £ | Waste | [7 empty] | 0 | 0 | 0 | 0 | 0 | 0 | 0 | 0 | 0 | 0 | 0 | Paper & Board (Mixed) Recycling | £ | Waste | [7 empty] | 0 | 0 | 0 | 0 | 0 | 0 | 0 | 0 | 0 | 0 | 0
| Refuse Mun/Comm/Ind to Combustion | £ | Waste | [7 empty] | 0 | 0 | 0 | 0 | 0 | 0 | 0 | 0 | 0 | 0 | 0 | Refuse Mun/Comm/Ind to Combustion | £ | Waste | [7 empty] | 0 | 0 | 0 | 0 | 0 | 0 | 0 | 0 | 0 | 0 | 0
| WEEE (Mixed) Recycling | £ | Waste | [7 empty] | 0 | 0 | 0 | 0 | 0 | 0 | 0 | 0 | 0 | 0 | 0 | WEEE (Mixed) Recycling | £ | Waste | [7 empty] | 0 | 0 | 0 | 0 | 0 | 0 | 0 | 0 | 0 | 0 | 0
| Glass Recycling | £ | Waste | [7 empty] | 0 | 0 | 0 | 0 | 0 | 0 | 0 | 0 | 0 | 0 | 0 | Glass Recycling | £ | Waste | [7 empty] | 0 | 0 | 0 | 0 | 0 | 0 | 0 | 0 | 0 | 0 | 0
| Clinical Waste - Orange Stream | £ | Waste | [7 empty] | 0 | 0 | 0 | 0 | 0 | 0 | 0 | 0 | 0 | 0 | 0 | Clinical Waste - Orange Stream | £ | Waste | [7 empty] | 0 | 0 | 0 | 0 | 0 | 0 | 0 | 0 | 0 | 0 | 0
| Reuse | £ | Waste | [7 empty] | 0 | 0 | 0 | 0 | 0 | 0 | 0 | 0 | 0 | 0 | 0 | Reuse | £ | Waste | [7 empty] | 0 | 0 | 0 | 0 | 0 | 0 | 0 | 0 | 0 | 0 | 0
| Flights Economy Short Haul - to/from UK | £ | Business travel | [7 empty] | 2782931.3544 | 2782931.3544 | 2900000 | 3021993.3333 | 3149118.5196 | 3281591.4386 | 3419637.0518 | 3563489.7838 | 3869604.0249 | 4032385.3676 | 4202014.3787 | Flights Economy Short Haul - to/from UK | £ | Business travel | [7 empty] | 2782931.3544 | 2782931.3544 | 2900000 | 3021993.3333 | 3149118.5196 | 3281591.4386 | 3419637.0518 | 3563489.7838 | 3869604.0249 | 4032385.3676 | 4202014.3787
| Rail - National Rail | £ | Business travel | [7 empty] | 0 | 0 | 0 | 0 | 0 | 0 | 0 | 0 | 0 | 0 | 0 | Rail - National Rail | £ | Business travel | [7 empty] | 0 | 0 | 0 | 0 | 0 | 0 | 0 | 0 | 0 | 0 | 0
| Rail - Light Rail & Tram | £ | Business travel | [7 empty] | 0 | 0 | 0 | 0 | 0 | 0 | 0 | 0 | 0 | 0 | 0 | Rail - Light Rail & Tram | £ | Business travel | [7 empty] | 0 | 0 | 0 | 0 | 0 | 0 | 0 | 0 | 0 | 0 | 0
| Car - Average - diesel | £ | Business travel | [7 empty] | 187500 | 187500 | 194000 | 200725.3333 | 207683.8116 | 214883.517 | 222332.8123 | 230040.3498 | 246266.2714 | 254803.5021 | 263636.6902 | Car - Average - diesel | £ | Business travel | [7 empty] | 187500 | 187500 | 194000 | 200725.3333 | 207683.8116 | 214883.517 | 222332.8123 | 230040.3498 | 246266.2714 | 254803.5021 | 263636.6902
| Car - Average - petrol | £ | Business travel | [7 empty] | 0 | 0 | 0 | 0 | 0 | 0 | 0 | 0 | 0 | 0 | 0 | Car - Average - petrol | £ | Business travel | [7 empty] | 0 | 0 | 0 | 0 | 0 | 0 | 0 | 0 | 0 | 0 | 0
| Van - diesel | £ | Business travel | [7 empty] | 0 | 0 | 0 | 0 | 0 | 0 | 0 | 0 | 0 | 0 | 0 | Van - diesel | £ | Business travel | [7 empty] | 0 | 0 | 0 | 0 | 0 | 0 | 0 | 0 | 0 | 0 | 0
| Bus | £ | Business travel | [7 empty] | 0 | 0 | 0 | 0 | 0 | 0 | 0 | 0 | 0 | 0 | 0 | Bus | £ | Business travel | [7 empty] | 0 | 0 | 0 | 0 | 0 | 0 | 0 | 0 | 0 | 0 | 0
| Taxi - Black cab | £ | Business travel | [7 empty] | 0 | 0 | 0 | 0 | 0 | 0 | 0 | 0 | 0 | 0 | 0 | Taxi - Black cab | £ | Business travel | [7 empty] | 0 | 0 | 0 | 0 | 0 | 0 | 0 | 0 | 0 | 0 | 0
| Ferry | £ | Business travel | [7 empty] | 0 | 0 | 0 | 0 | 0 | 0 | 0 | 0 | 0 | 0 | 0 | Ferry | £ | Business travel | [7 empty] | 0 | 0 | 0 | 0 | 0 | 0 | 0 | 0 | 0 | 0 | 0
| Total |  |  | 0 | 0 | 0 | 0 | 14400000 | 13910045.4558 | 13221653.3717 | 11831186.7104 | 11940045.8863 | 12878031.4911 | 13598166.6996 | 13578805.0572 | 13590366.72 | 13928006.8359 | 14502040.9553 | 14895398.6928 | 15101188.7141 | 15315022.8741 | Total |  |  | 0 | 0 | 0 | 0 | 14400000 | 13910045.4558 | 13221653.3717 | 11831186.7104 | 11940045.8863 | 12878031.4911 | 13598166.6996 | 13578805.0572 | 13590366.72 | 13928006.8359 | 14502040.9553 | 14895398.6928 | 15101188.7141 | 15315022.8741
Name of person completing the tab
Date
Tab reviewed by
Use this sheet to view the output data from the forecast calculations. The graphs can be manipulated as required. Where available, historical data prior to 2014/15 should be added manually.
Sheet description
Date

## CSM Factors
HELP
Annual Percentage Change in Student Numbers (%)
| Campus | Student type | 2011/12 | 2012/13 | 2013/14 | 2014/15 | 2015/16 | 2016/17 | 2017/18 | 2018/19 | 2019/20 | 2020/21 | 2021/22 | 2022/23 | #NAME? | #NAME?
| Campus A | Undergraduate | -20.7% | -18.18% | -9.091% | Base Year | 2% | 2% | 2% | 2% | 2% | 2% | 2% | 2% | 2% | 2%
| Campus A | Postgraduate | -8.941% | -4.317% | -7.708% | Base Year | 2% | 2% | 2% | 2% | 2% | 2% | 2% | 2% | 2% | 2%
| Campus B | Undergraduate | -2.269% | -9.132% | -5.574% | Base Year | 2% | 2% | 2% | 2% | 2% | 2% | 2% | 2% | 2% | 2%
| Campus B | Postgraduate | -8.941% | -4.317% | -7.708% | Base Year | 2% | 2% | 2% | 2% | 2% | 2% | 2% | 2% | 2% | 2%
| Campus C | Undergraduate | -2.269% | -9.132% | -5.574% | Base Year | 2% | 2% | 2% | 2% | 2% | 2% | 2% | 2% | 2% | 2%
| Campus C | Postgraduate | -8.941% | -4.317% | -7.708% | Base Year | 2% | 2% | 2% | 2% | 2% | 2% | 2% | 2% | 2% | 2%
| Campus D | Undergraduate | -2.269% | -9.132% | -5.574% | Base Year | 2% | 2% | 2% | 2% | 2% | 2% | 2% | 2% | 2% | 2%
| Campus D | Postgraduate | -8.941% | -4.317% | -7.708% | Base Year | 2% | 2% | 2% | 2% | 2% | 2% | 2% | 2% | 2% | 2%
| Not used | Undergraduate | 2014/15: Base Year
| Not used | Postgraduate | 2014/15: Base Year
| Accommodation | Undergraduate | 2014/15: Base Year
| Accommodation | Postgraduate
| Total number of | Undergraduate | 17445 | 17110 | 18427.5 | 19925 | 20323.5 | 20729.97 | 21144.5694 | 21567.4608 | 21998.81 | 22438.7862 | 22887.5619 | 23345.3132 | 23812.2194 | 24288.4638
| Total number of | Postgraduate | 5316 | 5586 | 5388 | 5838 | 5954.76 | 6073.8552 | 6195.3323 | 6319.239 | 6445.6237 | 6574.5362 | 6706.0269 | 6840.1475 | 6976.9504 | 7116.4894
Annual Percentage Change in Staff Numbers (%)
| Campus | Staff type | 2011/12 | 2012/13 | 2013/14 | 2014/15 | 2015/16 | 2016/17 | 2017/18 | 2018/19 | 2019/20 | 2020/21 | 2021/22 | 2022/23 | 2023/24 | 2024/25
| Campus A | Academic staff | -19.12% | -13.05% | -2.022% | Base Year | 2% | 2% | 2% | 2% | 2% | 2% | 2% | 2% | 2% | 2%
| Campus A | Non-academic staff | -10.33% | -6.024% | -2.582% | Base Year | 2% | 2% | 2% | 2% | 2% | 2% | 2% | 2% | 2% | 2%
| Campus B | Academic staff | -19.12% | -13.05% | -2.022% | Base Year | 2% | 2% | 2% | 2% | 2% | 2% | 2% | 2% | 2% | 2%
| Campus B | Non-academic staff | 2014/15: Base Year
| Campus C | Academic staff | -19.12% | -13.05% | -2.022% | Base Year | 2% | 2% | 2% | 2% | 2% | 2% | 2% | 2% | 2% | 2%
| Campus C | Non-academic staff | -10.33% | -6.024% | -2.582% | Base Year | 2% | 2% | 2% | 2% | 2% | 2% | 2% | 2% | 2% | 2%
| Campus D | Academic staff | -19.12% | -13.05% | -2.022% | Base Year | 2% | 2% | 2% | 2% | 2% | 2% | 2% | 2% | 2% | 2%
| Campus D | Non-academic staff | 2014/15: Base Year
| Not used | Academic staff | 2014/15: Base Year
| Not used | Non-academic staff | 2014/15: Base Year
| Accommodation | Academic staff
| Accommodation | Non-academic staff
| Total number of | Academic staff | 2200 | 2365 | 2665 | 2720 | 2774.4 | 2829.888 | 2886.4858 | 2944.2155 | 3003.0998 | 3063.1618 | 3124.425 | 3186.9135 | 3250.6518 | 3315.6648
| Total number of | Non-academic staff | 2605 | 2730 | 2830 | 2905 | 2963.1 | 3022.362 | 3082.8092 | 3144.4654 | 3207.3547 | 3271.5018 | 3336.9319 | 3403.6705 | 3471.7439 | 3541.1788
Annual Percentage Change in Floor Area (%)
| Campus |  | 2011/12 | 2012/13 | 2013/14 | 2014/15 | 2015/16 | 2016/17 | 2017/18 | 2018/19 | 2019/20 | 2020/21 | 2021/22 | 2022/23 | 2023/24 | 2024/25
| Campus A | Floor area | -10% | -10% | -5% | Base Year | 2% | 2% | 2% | 2% | 2% | 2% | 2% | 2% | 2% | 2%
| Campus B | Floor area | 2011/12: -10%; 2012/13: -10%; 2013/14: -5%; 2014/15: Base Year
| Campus C | Floor area | 2011/12: -10%; 2012/13: -10%; 2013/14: -5%; 2014/15: Base Year
| Campus D | Floor area | 2011/12: -10%; 2012/13: -10%; 2013/14: -5%; 2014/15: Base Year
| Not used | Floor area | 2014/15: Base Year
| Accommodation | Floor area | 2014/15: Base Year
| Total | Floor area | 450000 | 450000 | 475000 | 500000 | 502500 | 505050 | 507651 | 510304.02 | 513010.1004 | 515770.3024 | 518585.7085 | 521457.4226 | 524386.5711 | 527374.3025
Grid Electricity (kg CO2e/kWh)
|  |  | 2011/12 | 2012/13 | 2013/14 | 2014/15 | 2015/16 | 2016/17 | 2017/18 | 2018/19 | 2019/20 | 2020/21 | 2021/22 | 2022/23 | 2023/24 | 2024/25
| Grid Electricity | Electricity factor | 0.49636 | 0.48357 | 0.53748 | 0.50035 | 0.44932 | 0.42685 | 0.40551 | 0.38524 | 0.36597 | 0.34768 | 0.33029 | 0.31378 | 0.29809 | 0.28318
Indicators
| Utilization |  | 2011/12: Within the scenario above, the utilization factor will have increased between 2011/12 and 2024/25.
| Cost of Carbon (£/tCO2e) |  | 2011/12 | 2012/13 | 2013/14 | 2014/15 | 2015/16 | 2016/17 | 2017/18 | 2018/19 | 2019/20 | 2020/21 | 2021/22 | 2022/23 | 2023/24 | 2024/25
|  |  | 300.6263 | 303.0936 | 273.3925
| Carbon Intensity (tCO2e/£m) | Turnover (£m) |  | 453 | 435 | 480 | 528 | 580.8 | 638.88 | 702.768 | 773.0448 | 850.3493 | 935.3842 | 1028.9226 | 1131.8149 | 1244.9964
|  | tCO2/£m | Within the scenario above, the utilization factor will have increased between 2011/12 and 2024/25. 2012/13: 101.3103; Within the scenario above, the utilization factor will have increased between 2011/12 and 2024/25. 2013/14: 111.1757
Name of person completing the tab
Date
Tab reviewed by
Use this sheet to produce carbon scenarios. There are four factors that can be changed to affect the scenario. The input data are displayed as percentage change since the previous year. Historical data are percentage change from current year.
Sheet description
Date

## CSM Output
Table Navigation Window
Carbon Footprint
Consumption data | Carbon Scenario | Results of the Scenario including Projects are available to the right of this table | [19 empty] | Carbon Scenario + projects
Costs data | Carbon footprint | Units | Type | 2007/08 | 2008/09 | 2009/10 | 2010/11 | 2011/12 | 2012/13 | 2013/14 | 2014/15 | 2015/16 | 2016/17 | 2017/18 | 2018/19 | 2019/20 | 2020/21 | 2021/22 | 2022/23 | 2023/24 | 2024/25 | Carbon footprint including Projects | Units | Type | 2007/08 | 2008/09 | 2009/10 | 2010/11 | 2011/12 | 2012/13 | 2013/14 | 2014/15 | 2015/16 | 2016/17 | 2017/18 | 2018/19 | 2019/20 | 2020/21 | 2021/22 | 2022/23 | 2023/24 | 2024/25
| Grid Electricity | tCO2e | Premises - Grid Electricity | [7 empty] | #NAME? | #NAME? | #NAME? | #NAME? | #NAME? | #NAME? | #NAME? | #NAME? | #NAME? | #NAME? | #NAME? | Grid Electricity | tCO2e | Premises - Grid Electricity | [7 empty] | #NAME? | #NAME? | #NAME? | #NAME? | #NAME? | #NAME? | #NAME? | #NAME? | #NAME? | #NAME? | #NAME?
Carbon Footprint + Projects | Natural Gas - direct | tCO2e | Premises - Natural gas | [7 empty] | #NAME? | #NAME? | #NAME? | #NAME? | #NAME? | #NAME? | #NAME? | #NAME? | #NAME? | #NAME? | #NAME? | Natural Gas - direct | tCO2e | Premises - Natural gas | [7 empty] | #NAME? | #NAME? | #NAME? | #NAME? | #NAME? | #NAME? | #NAME? | #NAME? | #NAME? | #NAME? | #NAME?
| Natural Gas - CHP | tCO2e | Premises - Natural gas | [7 empty] | #NAME? | #NAME? | #NAME? | #NAME? | #NAME? | #NAME? | #NAME? | #NAME? | #NAME? | #NAME? | #NAME? | Natural Gas - CHP | tCO2e | Premises - Natural gas | [7 empty] | #NAME? | #NAME? | #NAME? | #NAME? | #NAME? | #NAME? | #NAME? | #NAME? | #NAME? | #NAME? | #NAME?
Consumption + Projects | Refrigerant HFC-134a | tCO2e | Premises - Other | [7 empty] | #NAME? | #NAME? | #NAME? | #NAME? | #NAME? | #NAME? | #NAME? | #NAME? | #NAME? | #NAME? | #NAME? | Refrigerant HFC-134a | tCO2e | Premises - Other | [7 empty] | #NAME? | #NAME? | #NAME? | #NAME? | #NAME? | #NAME? | #NAME? | #NAME? | #NAME? | #NAME? | #NAME?
| Water - Supply | tCO2e | Premises - Water | [7 empty] | #NAME? | #NAME? | #NAME? | #NAME? | #NAME? | #NAME? | #NAME? | #NAME? | #NAME? | #NAME? | #NAME? | Water - Supply | tCO2e | Premises - Water | [7 empty] | #NAME? | #NAME? | #NAME? | #NAME? | #NAME? | #NAME? | #NAME? | #NAME? | #NAME? | #NAME? | #NAME?
Costs + Projects | Water - Treatment | tCO2e | Premises - Water | [7 empty] | #NAME? | #NAME? | #NAME? | #NAME? | #NAME? | #NAME? | #NAME? | #NAME? | #NAME? | #NAME? | #NAME? | Water - Treatment | tCO2e | Premises - Water | [7 empty] | #NAME? | #NAME? | #NAME? | #NAME? | #NAME? | #NAME? | #NAME? | #NAME? | #NAME? | #NAME? | #NAME?
| Refuse Commercial & Industrial to Landfill | tCO2e | Waste | [7 empty] | #NAME? | #NAME? | #NAME? | #NAME? | #NAME? | #NAME? | #NAME? | #NAME? | #NAME? | #NAME? | #NAME? | Refuse Commercial & Industrial to Landfill | tCO2e | Waste | [7 empty] | #NAME? | #NAME? | #NAME? | #NAME? | #NAME? | #NAME? | #NAME? | #NAME? | #NAME? | #NAME? | #NAME?
| Organic Food & Drink AD | tCO2e | Waste | [7 empty] | #NAME? | #NAME? | #NAME? | #NAME? | #NAME? | #NAME? | #NAME? | #NAME? | #NAME? | #NAME? | #NAME? | Organic Food & Drink AD | tCO2e | Waste | [7 empty] | #NAME? | #NAME? | #NAME? | #NAME? | #NAME? | #NAME? | #NAME? | #NAME? | #NAME? | #NAME? | #NAME?
HELP | Organic Food & Drink Composting | tCO2e | Waste | [7 empty] | #NAME? | #NAME? | #NAME? | #NAME? | #NAME? | #NAME? | #NAME? | #NAME? | #NAME? | #NAME? | #NAME? | Organic Food & Drink Composting | tCO2e | Waste | [7 empty] | #NAME? | #NAME? | #NAME? | #NAME? | #NAME? | #NAME? | #NAME? | #NAME? | #NAME? | #NAME? | #NAME?
| Paper & Board (Mixed) Recycling | tCO2e | Waste | [7 empty] | #NAME? | #NAME? | #NAME? | #NAME? | #NAME? | #NAME? | #NAME? | #NAME? | #NAME? | #NAME? | #NAME? | Paper & Board (Mixed) Recycling | tCO2e | Waste | [7 empty] | #NAME? | #NAME? | #NAME? | #NAME? | #NAME? | #NAME? | #NAME? | #NAME? | #NAME? | #NAME? | #NAME?
| Refuse Mun/Comm/Ind to Combustion | tCO2e | Waste | [7 empty] | #NAME? | #NAME? | #NAME? | #NAME? | #NAME? | #NAME? | #NAME? | #NAME? | #NAME? | #NAME? | #NAME? | Refuse Mun/Comm/Ind to Combustion | tCO2e | Waste | [7 empty] | #NAME? | #NAME? | #NAME? | #NAME? | #NAME? | #NAME? | #NAME? | #NAME? | #NAME? | #NAME? | #NAME?
| WEEE (Mixed) Recycling | tCO2e | Waste | [7 empty] | #NAME? | #NAME? | #NAME? | #NAME? | #NAME? | #NAME? | #NAME? | #NAME? | #NAME? | #NAME? | #NAME? | WEEE (Mixed) Recycling | tCO2e | Waste | [7 empty] | #NAME? | #NAME? | #NAME? | #NAME? | #NAME? | #NAME? | #NAME? | #NAME? | #NAME? | #NAME? | #NAME?
| Glass Recycling | tCO2e | Waste | [7 empty] | #NAME? | #NAME? | #NAME? | #NAME? | #NAME? | #NAME? | #NAME? | #NAME? | #NAME? | #NAME? | #NAME? | Glass Recycling | tCO2e | Waste | [7 empty] | #NAME? | #NAME? | #NAME? | #NAME? | #NAME? | #NAME? | #NAME? | #NAME? | #NAME? | #NAME? | #NAME?
| Clinical Waste - Orange Stream | tCO2e | Waste | [7 empty] | #NAME? | #NAME? | #NAME? | #NAME? | #NAME? | #NAME? | #NAME? | #NAME? | #NAME? | #NAME? | #NAME? | Clinical Waste - Orange Stream | tCO2e | Waste | [7 empty] | #NAME? | #NAME? | #NAME? | #NAME? | #NAME? | #NAME? | #NAME? | #NAME? | #NAME? | #NAME? | #NAME?
| Reuse | tCO2e | Waste | [7 empty] | #NAME? | #NAME? | #NAME? | #NAME? | #NAME? | #NAME? | #NAME? | #NAME? | #NAME? | #NAME? | #NAME? | Reuse | tCO2e | Waste | [7 empty] | #NAME? | #NAME? | #NAME? | #NAME? | #NAME? | #NAME? | #NAME? | #NAME? | #NAME? | #NAME? | #NAME?
| Flights Economy Short Haul - to/from UK | tCO2e | Business travel | [7 empty] | #NAME? | #NAME? | #NAME? | #NAME? | #NAME? | #NAME? | #NAME? | #NAME? | #NAME? | #NAME? | #NAME? | Flights Economy Short Haul - to/from UK | tCO2e | Business travel | [7 empty] | #NAME? | #NAME? | #NAME? | #NAME? | #NAME? | #NAME? | #NAME? | #NAME? | #NAME? | #NAME? | #NAME?
| Rail - National Rail | tCO2e | Business travel | [7 empty] | #NAME? | #NAME? | #NAME? | #NAME? | #NAME? | #NAME? | #NAME? | #NAME? | #NAME? | #NAME? | #NAME? | Rail - National Rail | tCO2e | Business travel | [7 empty] | #NAME? | #NAME? | #NAME? | #NAME? | #NAME? | #NAME? | #NAME? | #NAME? | #NAME? | #NAME? | #NAME?
| Rail - Light Rail & Tram | tCO2e | Business travel | [7 empty] | #NAME? | #NAME? | #NAME? | #NAME? | #NAME? | #NAME? | #NAME? | #NAME? | #NAME? | #NAME? | #NAME? | Rail - Light Rail & Tram | tCO2e | Business travel | [7 empty] | #NAME? | #NAME? | #NAME? | #NAME? | #NAME? | #NAME? | #NAME? | #NAME? | #NAME? | #NAME? | #NAME?
| Car - Average - diesel | tCO2e | Business travel | [7 empty] | #NAME? | #NAME? | #NAME? | #NAME? | #NAME? | #NAME? | #NAME? | #NAME? | #NAME? | #NAME? | #NAME? | Car - Average - diesel | tCO2e | Business travel | [7 empty] | #NAME? | #NAME? | #NAME? | #NAME? | #NAME? | #NAME? | #NAME? | #NAME? | #NAME? | #NAME? | #NAME?
| Car - Average - petrol | tCO2e | Business travel | [7 empty] | #NAME? | #NAME? | #NAME? | #NAME? | #NAME? | #NAME? | #NAME? | #NAME? | #NAME? | #NAME? | #NAME? | Car - Average - petrol | tCO2e | Business travel | [7 empty] | #NAME? | #NAME? | #NAME? | #NAME? | #NAME? | #NAME? | #NAME? | #NAME? | #NAME? | #NAME? | #NAME?
| Van - diesel | tCO2e | Business travel | [7 empty] | #NAME? | #NAME? | #NAME? | #NAME? | #NAME? | #NAME? | #NAME? | #NAME? | #NAME? | #NAME? | #NAME? | Van - diesel | tCO2e | Business travel | [7 empty] | #NAME? | #NAME? | #NAME? | #NAME? | #NAME? | #NAME? | #NAME? | #NAME? | #NAME? | #NAME? | #NAME?
| Bus | tCO2e | Business travel | [7 empty] | #NAME? | #NAME? | #NAME? | #NAME? | #NAME? | #NAME? | #NAME? | #NAME? | #NAME? | #NAME? | #NAME? | Bus | tCO2e | Business travel | [7 empty] | #NAME? | #NAME? | #NAME? | #NAME? | #NAME? | #NAME? | #NAME? | #NAME? | #NAME? | #NAME? | #NAME?
| Taxi - Black cab | tCO2e | Business travel | [7 empty] | #NAME? | #NAME? | #NAME? | #NAME? | #NAME? | #NAME? | #NAME? | #NAME? | #NAME? | #NAME? | #NAME? | Taxi - Black cab | tCO2e | Business travel | [7 empty] | #NAME? | #NAME? | #NAME? | #NAME? | #NAME? | #NAME? | #NAME? | #NAME? | #NAME? | #NAME? | #NAME?
| Ferry | tCO2e | Business travel | [7 empty] | #NAME? | #NAME? | #NAME? | #NAME? | #NAME? | #NAME? | #NAME? | #NAME? | #NAME? | #NAME? | #NAME? | Ferry | tCO2e | Business travel | [7 empty] | #NAME? | #NAME? | #NAME? | #NAME? | #NAME? | #NAME? | #NAME? | #NAME? | #NAME? | #NAME? | #NAME?
| Total | tCO2e |  | 0 | 0 | 0 | 0 | 47900 | 45893.5581 | 48361.4361 | #NAME? | #NAME? | #NAME? | #NAME? | #NAME? | #NAME? | #NAME? | #NAME? | #NAME? | #NAME? | #NAME? | Total |  |  | 0 | 0 | 0 | 0 | 47900 | 45893.5581 | 48361.4361 | #NAME? | #NAME? | #NAME? | #NAME? | #NAME? | #NAME? | #NAME? | #NAME? | #NAME? | #NAME? | #NAME?
| Consumption | Units | Type | 2007/08 | 2008/09 | 2009/10 | 2010/11 | 2011/12 | 2012/13 | 2013/14 | 2014/15 | 2015/16 | 2016/17 | 2017/18 | 2018/19 | 2019/20 | 2020/21 | 2021/22 | 2022/23 | 2023/24 | 2024/25 | Consumption including Projects | Units | Type | 2007/08 | 2008/09 | 2009/10 | 2010/11 | 2011/12 | 2012/13 | 2013/14 | 2014/15 | 2015/16 | 2016/17 | 2017/18 | 2018/19 | 2019/20 | 2020/21 | 2021/22 | 2022/23 | 2023/24 | 2024/25
| Grid Electricity | kWh | Premises - Grid Electricity | [7 empty] | #NAME? | #NAME? | #NAME? | #NAME? | #NAME? | #NAME? | #NAME? | #NAME? | #NAME? | #NAME? | #NAME? | Grid Electricity | kWh | Premises - Grid Electricity | [7 empty] | 0 | 0 | 0 | 0 | 0 | 0 | 0 | 0 | 0 | 0 | 0
| Natural Gas - direct | kWh | Premises - Natural gas | [7 empty] | #NAME? | #NAME? | #NAME? | #NAME? | #NAME? | #NAME? | #NAME? | #NAME? | #NAME? | #NAME? | #NAME? | Natural Gas - direct | kWh | Premises - Natural gas | [7 empty] | 0 | 0 | 0 | 0 | 0 | 0 | 0 | 0 | 0 | 0 | 0
| Natural Gas - CHP | kWh | Premises - Natural gas | [7 empty] | #NAME? | #NAME? | #NAME? | #NAME? | #NAME? | #NAME? | #NAME? | #NAME? | #NAME? | #NAME? | #NAME? | Natural Gas - CHP | kWh | Premises - Natural gas | [7 empty] | 0 | 0 | 0 | 0 | 0 | 0 | 0 | 0 | 0 | 0 | 0
| Refrigerant HFC-134a | kg | Premises - Other | [7 empty] | #NAME? | #NAME? | #NAME? | #NAME? | #NAME? | #NAME? | #NAME? | #NAME? | #NAME? | #NAME? | #NAME? | Refrigerant HFC-134a | kg | Premises - Other | [7 empty] | 0 | 0 | 0 | 0 | 0 | 0 | 0 | 0 | 0 | 0 | 0
| Water - Supply | m3 | Premises - Water | [7 empty] | #NAME? | #NAME? | #NAME? | #NAME? | #NAME? | #NAME? | #NAME? | #NAME? | #NAME? | #NAME? | #NAME? | Water - Supply | m3 | Premises - Water | [7 empty] | 0 | 0 | 0 | 0 | 0 | 0 | 0 | 0 | 0 | 0 | 0
| Water - Treatment | m3 | Premises - Water | [7 empty] | #NAME? | #NAME? | #NAME? | #NAME? | #NAME? | #NAME? | #NAME? | #NAME? | #NAME? | #NAME? | #NAME? | Water - Treatment | m3 | Premises - Water | [7 empty] | 0 | 0 | 0 | 0 | 0 | 0 | 0 | 0 | 0 | 0 | 0
| Refuse Commercial & Industrial to Landfill | tonnes | Waste | [7 empty] | #NAME? | #NAME? | #NAME? | #NAME? | #NAME? | #NAME? | #NAME? | #NAME? | #NAME? | #NAME? | #NAME? | Refuse Commercial & Industrial to Landfill | tonnes | Waste | [7 empty] | 0 | 0 | 0 | 0 | 0 | 0 | 0 | 0 | 0 | 0 | 0
| Organic Food & Drink AD | tonnes | Waste | [7 empty] | #NAME? | #NAME? | #NAME? | #NAME? | #NAME? | #NAME? | #NAME? | #NAME? | #NAME? | #NAME? | #NAME? | Organic Food & Drink AD | tonnes | Waste | [7 empty] | 0 | 0 | 0 | 0 | 0 | 0 | 0 | 0 | 0 | 0 | 0
| Organic Food & Drink Composting | tonnes | Waste | [7 empty] | #NAME? | #NAME? | #NAME? | #NAME? | #NAME? | #NAME? | #NAME? | #NAME? | #NAME? | #NAME? | #NAME? | Organic Food & Drink Composting | tonnes | Waste | [7 empty] | 0 | 0 | 0 | 0 | 0 | 0 | 0 | 0 | 0 | 0 | 0
| Paper & Board (Mixed) Recycling | tonnes | Waste | [7 empty] | #NAME? | #NAME? | #NAME? | #NAME? | #NAME? | #NAME? | #NAME? | #NAME? | #NAME? | #NAME? | #NAME? | Paper & Board (Mixed) Recycling | tonnes | Waste | [7 empty] | 0 | 0 | 0 | 0 | 0 | 0 | 0 | 0 | 0 | 0 | 0
| Refuse Mun/Comm/Ind to Combustion | tonnes | Waste | [7 empty] | #NAME? | #NAME? | #NAME? | #NAME? | #NAME? | #NAME? | #NAME? | #NAME? | #NAME? | #NAME? | #NAME? | Refuse Mun/Comm/Ind to Combustion | tonnes | Waste | [7 empty] | 0 | 0 | 0 | 0 | 0 | 0 | 0 | 0 | 0 | 0 | 0
| WEEE (Mixed) Recycling | tonnes | Waste | [7 empty] | #NAME? | #NAME? | #NAME? | #NAME? | #NAME? | #NAME? | #NAME? | #NAME? | #NAME? | #NAME? | #NAME? | WEEE (Mixed) Recycling | tonnes | Waste | [7 empty] | 0 | 0 | 0 | 0 | 0 | 0 | 0 | 0 | 0 | 0 | 0
| Glass Recycling | tonnes | Waste | [7 empty] | #NAME? | #NAME? | #NAME? | #NAME? | #NAME? | #NAME? | #NAME? | #NAME? | #NAME? | #NAME? | #NAME? | Glass Recycling | tonnes | Waste | [7 empty] | 0 | 0 | 0 | 0 | 0 | 0 | 0 | 0 | 0 | 0 | 0
| Clinical Waste - Orange Stream | tonnes | Waste | [7 empty] | #NAME? | #NAME? | #NAME? | #NAME? | #NAME? | #NAME? | #NAME? | #NAME? | #NAME? | #NAME? | #NAME? | Clinical Waste - Orange Stream | tonnes | Waste | [7 empty] | 0 | 0 | 0 | 0 | 0 | 0 | 0 | 0 | 0 | 0 | 0
| Reuse | tonnes | Waste | [7 empty] | #NAME? | #NAME? | #NAME? | #NAME? | #NAME? | #NAME? | #NAME? | #NAME? | #NAME? | #NAME? | #NAME? | Reuse | tonnes | Waste | [7 empty] | 0 | 0 | 0 | 0 | 0 | 0 | 0 | 0 | 0 | 0 | 0
| Flights Economy Short Haul - to/from UK | passenger km | Business travel | [7 empty] | #NAME? | #NAME? | #NAME? | #NAME? | #NAME? | #NAME? | #NAME? | #NAME? | #NAME? | #NAME? | #NAME? | Flights Economy Short Haul - to/from UK | passenger km | Business travel | [7 empty] | 0 | 0 | 0 | 0 | 0 | 0 | 0 | 0 | 0 | 0 | 0
| Rail - National Rail | passenger km | Business travel | [7 empty] | #NAME? | #NAME? | #NAME? | #NAME? | #NAME? | #NAME? | #NAME? | #NAME? | #NAME? | #NAME? | #NAME? | Rail - National Rail | passenger km | Business travel | [7 empty] | 0 | 0 | 0 | 0 | 0 | 0 | 0 | 0 | 0 | 0 | 0
| Rail - Light Rail & Tram | passenger km | Business travel | [7 empty] | #NAME? | #NAME? | #NAME? | #NAME? | #NAME? | #NAME? | #NAME? | #NAME? | #NAME? | #NAME? | #NAME? | Rail - Light Rail & Tram | passenger km | Business travel | [7 empty] | 0 | 0 | 0 | 0 | 0 | 0 | 0 | 0 | 0 | 0 | 0
| Car - Average - diesel | passenger km | Business travel | [7 empty] | #NAME? | #NAME? | #NAME? | #NAME? | #NAME? | #NAME? | #NAME? | #NAME? | #NAME? | #NAME? | #NAME? | Car - Average - diesel | passenger km | Business travel | [7 empty] | 0 | 0 | 0 | 0 | 0 | 0 | 0 | 0 | 0 | 0 | 0
| Car - Average - petrol | passenger km | Business travel | [7 empty] | #NAME? | #NAME? | #NAME? | #NAME? | #NAME? | #NAME? | #NAME? | #NAME? | #NAME? | #NAME? | #NAME? | Car - Average - petrol | passenger km | Business travel | [7 empty] | 0 | 0 | 0 | 0 | 0 | 0 | 0 | 0 | 0 | 0 | 0
| Van - diesel | km | Business travel | [7 empty] | #NAME? | #NAME? | #NAME? | #NAME? | #NAME? | #NAME? | #NAME? | #NAME? | #NAME? | #NAME? | #NAME? | Van - diesel | km | Business travel | [7 empty] | 0 | 0 | 0 | 0 | 0 | 0 | 0 | 0 | 0 | 0 | 0
| Bus | passenger km | Business travel | [7 empty] | #NAME? | #NAME? | #NAME? | #NAME? | #NAME? | #NAME? | #NAME? | #NAME? | #NAME? | #NAME? | #NAME? | Bus | passenger km | Business travel | [7 empty] | 0 | 0 | 0 | 0 | 0 | 0 | 0 | 0 | 0 | 0 | 0
| Taxi - Black cab | passenger km | Business travel | [7 empty] | #NAME? | #NAME? | #NAME? | #NAME? | #NAME? | #NAME? | #NAME? | #NAME? | #NAME? | #NAME? | #NAME? | Taxi - Black cab | passenger km | Business travel | [7 empty] | 0 | 0 | 0 | 0 | 0 | 0 | 0 | 0 | 0 | 0 | 0
| Ferry | average all passenger | Business travel | [7 empty] | #NAME? | #NAME? | #NAME? | #NAME? | #NAME? | #NAME? | #NAME? | #NAME? | #NAME? | #NAME? | #NAME? | Ferry | average all passenger | Business travel | [7 empty] | 0 | 0 | 0 | 0 | 0 | 0 | 0 | 0 | 0 | 0 | 0
| Cost | Units | Type | 2007/08 | 2008/09 | 2009/10 | 2010/11 | 2011/12 | 2012/13 | 2013/14 | 2014/15 | 2015/16 | 2016/17 | 2017/18 | 2018/19 | 2019/20 | 2020/21 | 2021/22 | 2022/23 | 2023/24 | 2024/25 | Cost including Projects | Units | Type | 2007/08 | 2008/09 | 2009/10 | 2010/11 | 2011/12 | 2012/13 | 2013/14 | 2014/15 | 2015/16 | 2016/17 | 2017/18 | 2018/19 | 2019/20 | 2020/21 | 2021/22 | 2022/23 | 2023/24 | 2024/25
| Grid Electricity | £ | Premises - Grid Electricity | [7 empty] | 2341525.58 | #NAME? | #NAME? | #NAME? | #NAME? | #NAME? | #NAME? | #NAME? | #NAME? | #NAME? | #NAME? | Grid Electricity | £ | Premises - Grid Electricity | [7 empty] | 2341525.58 | #NAME? | #NAME? | #NAME? | #NAME? | #NAME? | #NAME? | #NAME? | #NAME? | #NAME? | #NAME?
| Natural Gas - direct | £ | Premises - Natural gas | [7 empty] | 2550193.6 | #NAME? | #NAME? | #NAME? | #NAME? | #NAME? | #NAME? | #NAME? | #NAME? | #NAME? | #NAME? | Natural Gas - direct | £ | Premises - Natural gas | [7 empty] | 2550193.6 | #NAME? | #NAME? | #NAME? | #NAME? | #NAME? | #NAME? | #NAME? | #NAME? | #NAME? | #NAME?
| Natural Gas - CHP | £ | Premises - Natural gas | [7 empty] | 3187742 | #NAME? | #NAME? | #NAME? | #NAME? | #NAME? | #NAME? | #NAME? | #NAME? | #NAME? | #NAME? | Natural Gas - CHP | £ | Premises - Natural gas | [7 empty] | 3187742 | #NAME? | #NAME? | #NAME? | #NAME? | #NAME? | #NAME? | #NAME? | #NAME? | #NAME? | #NAME?
| Refrigerant HFC-134a | £ | Premises - Other | [7 empty] | 0 | #NAME? | #NAME? | #NAME? | #NAME? | #NAME? | #NAME? | #NAME? | #NAME? | #NAME? | #NAME? | Refrigerant HFC-134a | £ | Premises - Other | [7 empty] | 0 | #NAME? | #NAME? | #NAME? | #NAME? | #NAME? | #NAME? | #NAME? | #NAME? | #NAME? | #NAME?
| Water - Supply | £ | Premises - Water | [7 empty] | 61073.28 | #NAME? | #NAME? | #NAME? | #NAME? | #NAME? | #NAME? | #NAME? | #NAME? | #NAME? | #NAME? | Water - Supply | £ | Premises - Water | [7 empty] | 61073.28 | #NAME? | #NAME? | #NAME? | #NAME? | #NAME? | #NAME? | #NAME? | #NAME? | #NAME? | #NAME?
| Water - Treatment | £ | Premises - Water | [7 empty] | 140220.896 | #NAME? | #NAME? | #NAME? | #NAME? | #NAME? | #NAME? | #NAME? | #NAME? | #NAME? | #NAME? | Water - Treatment | £ | Premises - Water | [7 empty] | 140220.896 | #NAME? | #NAME? | #NAME? | #NAME? | #NAME? | #NAME? | #NAME? | #NAME? | #NAME? | #NAME?
| Refuse Commercial & Industrial to Landfill | £ | Waste | [7 empty] | 580000 | #NAME? | #NAME? | #NAME? | #NAME? | #NAME? | #NAME? | #NAME? | #NAME? | #NAME? | #NAME? | Refuse Commercial & Industrial to Landfill | £ | Waste | [7 empty] | 580000 | #NAME? | #NAME? | #NAME? | #NAME? | #NAME? | #NAME? | #NAME? | #NAME? | #NAME? | #NAME?
| Organic Food & Drink AD | £ | Waste | [7 empty] | 0 | #NAME? | #NAME? | #NAME? | #NAME? | #NAME? | #NAME? | #NAME? | #NAME? | #NAME? | #NAME? | Organic Food & Drink AD | £ | Waste | [7 empty] | 0 | #NAME? | #NAME? | #NAME? | #NAME? | #NAME? | #NAME? | #NAME? | #NAME? | #NAME? | #NAME?
| Organic Food & Drink Composting | £ | Waste | [7 empty] | 0 | #NAME? | #NAME? | #NAME? | #NAME? | #NAME? | #NAME? | #NAME? | #NAME? | #NAME? | #NAME? | Organic Food & Drink Composting | £ | Waste | [7 empty] | 0 | #NAME? | #NAME? | #NAME? | #NAME? | #NAME? | #NAME? | #NAME? | #NAME? | #NAME? | #NAME?
| Paper & Board (Mixed) Recycling | £ | Waste | [7 empty] | 0 | #NAME? | #NAME? | #NAME? | #NAME? | #NAME? | #NAME? | #NAME? | #NAME? | #NAME? | #NAME? | Paper & Board (Mixed) Recycling | £ | Waste | [7 empty] | 0 | #NAME? | #NAME? | #NAME? | #NAME? | #NAME? | #NAME? | #NAME? | #NAME? | #NAME? | #NAME?
| Refuse Mun/Comm/Ind to Combustion | £ | Waste | [7 empty] | 0 | #NAME? | #NAME? | #NAME? | #NAME? | #NAME? | #NAME? | #NAME? | #NAME? | #NAME? | #NAME? | Refuse Mun/Comm/Ind to Combustion | £ | Waste | [7 empty] | 0 | #NAME? | #NAME? | #NAME? | #NAME? | #NAME? | #NAME? | #NAME? | #NAME? | #NAME? | #NAME?
| WEEE (Mixed) Recycling | £ | Waste | [7 empty] | 0 | #NAME? | #NAME? | #NAME? | #NAME? | #NAME? | #NAME? | #NAME? | #NAME? | #NAME? | #NAME? | WEEE (Mixed) Recycling | £ | Waste | [7 empty] | 0 | #NAME? | #NAME? | #NAME? | #NAME? | #NAME? | #NAME? | #NAME? | #NAME? | #NAME? | #NAME?
| Glass Recycling | £ | Waste | [7 empty] | 0 | #NAME? | #NAME? | #NAME? | #NAME? | #NAME? | #NAME? | #NAME? | #NAME? | #NAME? | #NAME? | Glass Recycling | £ | Waste | [7 empty] | 0 | #NAME? | #NAME? | #NAME? | #NAME? | #NAME? | #NAME? | #NAME? | #NAME? | #NAME? | #NAME?
| Clinical Waste - Orange Stream | £ | Waste | [7 empty] | 0 | #NAME? | #NAME? | #NAME? | #NAME? | #NAME? | #NAME? | #NAME? | #NAME? | #NAME? | #NAME? | Clinical Waste - Orange Stream | £ | Waste | [7 empty] | 0 | #NAME? | #NAME? | #NAME? | #NAME? | #NAME? | #NAME? | #NAME? | #NAME? | #NAME? | #NAME?
| Reuse | £ | Waste | [7 empty] | 0 | #NAME? | #NAME? | #NAME? | #NAME? | #NAME? | #NAME? | #NAME? | #NAME? | #NAME? | #NAME? | Reuse | £ | Waste | [7 empty] | 0 | #NAME? | #NAME? | #NAME? | #NAME? | #NAME? | #NAME? | #NAME? | #NAME? | #NAME? | #NAME?
| Flights Economy Short Haul - to/from UK | £ | Business travel | [7 empty] | 2782931.3544 | #NAME? | #NAME? | #NAME? | #NAME? | #NAME? | #NAME? | #NAME? | #NAME? | #NAME? | #NAME? | Flights Economy Short Haul - to/from UK | £ | Business travel | [7 empty] | 2782931.3544 | #NAME? | #NAME? | #NAME? | #NAME? | #NAME? | #NAME? | #NAME? | #NAME? | #NAME? | #NAME?
| Rail - National Rail | £ | Business travel | [7 empty] | 0 | #NAME? | #NAME? | #NAME? | #NAME? | #NAME? | #NAME? | #NAME? | #NAME? | #NAME? | #NAME? | Rail - National Rail | £ | Business travel | [7 empty] | 0 | #NAME? | #NAME? | #NAME? | #NAME? | #NAME? | #NAME? | #NAME? | #NAME? | #NAME? | #NAME?
| Rail - Light Rail & Tram | £ | Business travel | [7 empty] | 0 | #NAME? | #NAME? | #NAME? | #NAME? | #NAME? | #NAME? | #NAME? | #NAME? | #NAME? | #NAME? | Rail - Light Rail & Tram | £ | Business travel | [7 empty] | 0 | #NAME? | #NAME? | #NAME? | #NAME? | #NAME? | #NAME? | #NAME? | #NAME? | #NAME? | #NAME?
| Car - Average - diesel | £ | Business travel | [7 empty] | 187500 | #NAME? | #NAME? | #NAME? | #NAME? | #NAME? | #NAME? | #NAME? | #NAME? | #NAME? | #NAME? | Car - Average - diesel | £ | Business travel | [7 empty] | 187500 | #NAME? | #NAME? | #NAME? | #NAME? | #NAME? | #NAME? | #NAME? | #NAME? | #NAME? | #NAME?
| Car - Average - petrol | £ | Business travel | [7 empty] | 0 | #NAME? | #NAME? | #NAME? | #NAME? | #NAME? | #NAME? | #NAME? | #NAME? | #NAME? | #NAME? | Car - Average - petrol | £ | Business travel | [7 empty] | 0 | #NAME? | #NAME? | #NAME? | #NAME? | #NAME? | #NAME? | #NAME? | #NAME? | #NAME? | #NAME?
| Van - diesel | £ | Business travel | [7 empty] | 0 | #NAME? | #NAME? | #NAME? | #NAME? | #NAME? | #NAME? | #NAME? | #NAME? | #NAME? | #NAME? | Van - diesel | £ | Business travel | [7 empty] | 0 | #NAME? | #NAME? | #NAME? | #NAME? | #NAME? | #NAME? | #NAME? | #NAME? | #NAME? | #NAME?
| Bus | £ | Business travel | [7 empty] | 0 | #NAME? | #NAME? | #NAME? | #NAME? | #NAME? | #NAME? | #NAME? | #NAME? | #NAME? | #NAME? | Bus | £ | Business travel | [7 empty] | 0 | #NAME? | #NAME? | #NAME? | #NAME? | #NAME? | #NAME? | #NAME? | #NAME? | #NAME? | #NAME?
| Taxi - Black cab | £ | Business travel | [7 empty] | 0 | #NAME? | #NAME? | #NAME? | #NAME? | #NAME? | #NAME? | #NAME? | #NAME? | #NAME? | #NAME? | Taxi - Black cab | £ | Business travel | [7 empty] | 0 | #NAME? | #NAME? | #NAME? | #NAME? | #NAME? | #NAME? | #NAME? | #NAME? | #NAME? | #NAME?
| Ferry | £ | Business travel | [7 empty] | 0 | #NAME? | #NAME? | #NAME? | #NAME? | #NAME? | #NAME? | #NAME? | #NAME? | #NAME? | #NAME? | Ferry | £ | Business travel | [7 empty] | 0 | #NAME? | #NAME? | #NAME? | #NAME? | #NAME? | #NAME? | #NAME? | #NAME? | #NAME? | #NAME?
| Total |  |  | 0 | 0 | 0 | 0 | 14400000 | 13910045.4558 | 13221653.3717 | 11831186.7104 | #NAME? | #NAME? | #NAME? | #NAME? | #NAME? | #NAME? | #NAME? | #NAME? | #NAME? | #NAME? | Total |  |  | 0 | 0 | 0 | 0 | 14400000 | 13910045.4558 | 13221653.3717 | 11831186.7104 | #NAME? | #NAME? | #NAME? | #NAME? | #NAME? | #NAME? | #NAME? | #NAME? | #NAME? | #NAME?
Name of person completing the tab
Date
Tab reviewed by
Use this sheet to view the output data from the carbon scenarios. The graphs can be manipulated as required. Where available, historical data prior to 2014/15 should be added manually.
Sheet description
Date

## Emission factors
HELP
Carbon Management Plan - Emission Factors
| Fuel and Water | Units | 2013/14 | 2014/15 | 2015/16 | 2016/17 | 2017/18 | 2018/19 | 2019/20 | 2020/21 | 2021/22 | 2022/23 | 2023/24 | 2024/25 | Activity | Description | Source Reference
| Grid Electricity (kWh) | kg CO2e/kWh | 0.53748 | 0.50035 | 0.44932 | 0.43809 | 0.42713 | 0.41646 | 0.40605 | 0.39589 | 0.386 | 0.37635 | 0.36694 | 0.35776 | Generation and T&D | From 2016/17 onwards, values are kept consistent with the last known value. Users are able to change these if required. | DCFCarbonFactors_18_9_2014_143858 & DCFCarbonFactors_30_6_2015_135634
| Natural Gas - Direct (kWh) | kg CO2e/kWh | 0.18497 | 0.18445 | 0.18445 | 0.18445 | 0.18445 | 0.18445 | 0.18445 | 0.18445 | 0.18445 | 0.18445 | 0.18445 | 0.18445
| Natural Gas - CHP (kWh) | kg CO2e/kWh | 0.18497 | 0.18445 | 0.18445 | 0.18445 | 0.18445 | 0.18445 | 0.18445 | 0.18445 | 0.18445 | 0.18445 | 0.18445 | 0.18445 | Gross CV |  | DCFCarbonFactors_18_9_2014_143858 & DCFCarbonFactors_30_6_2015_135635
| Refrigerant HFC-134a (kg) | kg CO2e/kg | 1300 | 1430 | 1430 | 1430 | 1430 | 1430 | 1430 | 1430 | 1430 | 1430 | 1430 | 1430 |  |  | DCFCarbonFactors_18_9_2014_143858 & DCFCarbonFactors_30_6_2015_135643
| Water - Supply (m3) | kg CO2e/m3 | 0.3441 | 0.344 | 0.344 | 0.344 | 0.344 | 0.344 | 0.344 | 0.344 | 0.344 | 0.344 | 0.344 | 0.344 | Water Supply |  | DCFCarbonFactors_18_9_2014_143858 & DCFCarbonFactors_30_6_2015_135639
| Water - Treatment (m3) | kg CO2e/m3 | 0.7085 | 0.708 | 0.708 | 0.708 | 0.708 | 0.708 | 0.708 | 0.708 | 0.708 | 0.708 | 0.708 | 0.708 | Water Treatment |  | DCFCarbonFactors_18_9_2014_143858 & DCFCarbonFactors_30_6_2015_135640
| Waste | Units | 2013/14 | 2014/15 | 2015/16 | 2016/17 | 2017/18 | 2018/19 | 2019/20 | 2020/21 | 2021/22 | 2022/23 | 2023/24 | 2024/25 | Waste fraction | Description | Source Reference
| Refuse Commercial & Industrial to Landfill (tonnes) | kg CO2e/tonne | 199 | 93 | 93 | 93 | 93 | 93 | 93 | 93 | 93 | 93 | 93 | 93 | C&I waste to landfill | Landfill | DCFCarbonFactors_18_9_2014_143858 & DCFCarbonFactors_30_6_2015_135650
| Organic Food & Drink Composting (tonnes) | kg CO2e/tonne | 6 | 6 | 6 | 6 | 6 | 6 | 6 | 6 | 6 | 6 | 6 | 6 | Organic waste: food and drink | Composting | DCFCarbonFactors_18_9_2014_143858 & DCFCarbonFactors_30_6_2015_135651
| Organic Food & Drink AD (tonnes) | kg CO2e/tonne | 21 | 21 | 21 | 21 | 21 | 21 | 21 | 21 | 21 | 21 | 21 | 21 | Organic waste: food and drink | Anaerobic Digestion | DCFCarbonFactors_18_9_2014_143858 & DCFCarbonFactors_30_6_2015_135652
| Paper & Board (Mixed) Recycling (tonnes) | kg CO2e/tonne | 21 | 21 | 21 | 21 | 21 | 21 | 21 | 21 | 21 | 21 | 21 | 21 | Mixed paper and cardboard | Landfill | DCFCarbonFactors_18_9_2014_143858 & DCFCarbonFactors_30_6_2015_135654
| Refuse Mun/Comm/Ind to Combustion (tonnes) | kg CO2e/tonne | 21 | 21 | 21 | 21 | 21 | 21 | 21 | 21 | 21 | 21 | 21 | 21 | Municipal and C&I to Combustion | Combustion | DCFCarbonFactors_18_9_2014_143858 & DCFCarbonFactors_30_6_2015_135661
| WEEE (Mixed) Recycling (tonnes) | kg CO2e/tonne | 21 | 21 | 21 | 21 | 21 | 21 | 21 | 21 | 21 | 21 | 21 | 21 | Mixed WEEE (small-large) | Open Loop Recycling | DCFCarbonFactors_18_9_2014_143858 & DCFCarbonFactors_30_6_2015_135656
| Glass Recycling (tonnes) | kg CO2e/tonne | 21 | 21 | 21 | 21 | 21 | 21 | 21 | 21 | 21 | 21 | 21 | 21 | Mixed glass | Closed Loop Recycling | DCFCarbonFactors_18_9_2014_143858 & DCFCarbonFactors_30_6_2015_135658
| Clinical Waste - Orange Stream (tonnes) | kg CO2e/tonne | [14 empty] | DCFCarbonFactors_18_9_2014_143858 & DCFCarbonFactors_30_6_2015_135663
| Reuse (tonnes) | kg CO2e/tonne | 21 | 21 | 21 | 21 | 21 | 21 | 21 | 21 | 21 | 21 | 21 | 21
| Travel | Units | 2013/14 | 2014/15 | 2015/16 | 2016/17 | 2017/18 | 2018/19 | 2019/20 | 2020/21 | 2021/22 | 2022/23 | 2023/24 | 2024/25 | Activity | Description | Source Reference
| Flights Economy Short Haul - to/from UK (passenger km) | kg CO2e/passenger km | 0.15835 | 0.16634 | 0.16634 | 0.16634 | 0.16634 | 0.16634 | 0.16634 | 0.16634 | 0.16634 | 0.16634 | 0.16634 | 0.16634 |  |  | DCFCarbonFactors_18_9_2014_143858 & DCFCarbonFactors_30_6_2015_135666
| Rail - National Rail (passenger km) | kg CO2e/passenger km | 0.04738 | 0.045057 | 0.045057 | 0.045057 | 0.045057 | 0.045057 | 0.045057 | 0.045057 | 0.045057 | 0.045057 | 0.045057 | 0.045057 |  |  | DCFCarbonFactors_18_9_2014_143858 & DCFCarbonFactors_30_6_2015_135669
| Rail - Light Rail & Tram (passenger km) | kg CO2e/passenger km | 0.06168 | 0.05461 | 0.05461 | 0.05461 | 0.05461 | 0.05461 | 0.05461 | 0.05461 | 0.05461 | 0.05461 | 0.05461 | 0.05461 |  |  | DCFCarbonFactors_18_9_2014_143858 & DCFCarbonFactors_30_6_2015_135670
| Car - Average - diesel (passenger km) | kg CO2e/km | 0.18546 | 0.18232 | 0.18232 | 0.18232 | 0.18232 | 0.18232 | 0.18232 | 0.18232 | 0.18232 | 0.18232 | 0.18232 | 0.18232 |  |  | DCFCarbonFactors_18_9_2014_143858 & DCFCarbonFactors_30_6_2015_135671
| Car - Average - petrol (passenger km) | kg CO2e/km | 0.19388 | 0.19126 | 0.19126 | 0.19126 | 0.19126 | 0.19126 | 0.19126 | 0.19126 | 0.19126 | 0.19126 | 0.19126 | 0.19126 |  |  | DCFCarbonFactors_18_9_2014_143858 & DCFCarbonFactors_30_6_2015_135672
| Van - diesel (km) | kg CO2e/km | 0.25092 | 0.24999 | 0.24999 | 0.24999 | 0.24999 | 0.24999 | 0.24999 | 0.24999 | 0.24999 | 0.24999 | 0.24999 | 0.24999 |  |  | DCFCarbonFactors_18_9_2014_143858 & DCFCarbonFactors_30_6_2015_135681
| Bus (passenger km) | kg CO2e/passenger km | 0.10946 | 0.10883 | 0.10883 | 0.10883 | 0.10883 | 0.10883 | 0.10883 | 0.10883 | 0.10883 | 0.10883 | 0.10883 | 0.10883 |  |  | DCFCarbonFactors_18_9_2014_143858 & DCFCarbonFactors_30_6_2015_135684
| Taxi - Black cab (passenger km) | kg CO2e/passenger km | 0.21877 | 0.21872 | 0.21872 | 0.21872 | 0.21872 | 0.21872 | 0.21872 | 0.21872 | 0.21872 | 0.21872 | 0.21872 | 0.21872 |  |  | DCFCarbonFactors_18_9_2014_143858 & DCFCarbonFactors_30_6_2015_135685
| Ferry (average all passenger) | kg CO2e/passenger km | 0.11608 | 0.11609 | 0.11609 | 0.11609 | 0.11609 | 0.11609 | 0.11609 | 0.11609 | 0.11609 | 0.11609 | 0.11609 | 0.11609 |  |  | DCFCarbonFactors_18_9_2014_143858 & DCFCarbonFactors_30_6_2015_135687
| Renewables | Units | 2013/14 | 2014/15 | 2015/16 | 2016/17 | 2017/18 | 2018/19 | 2019/20 | 2020/21 | 2021/22 | 2022/23 | 2023/24 | 2024/25 | Activity | Description | Source Reference
| Renewable Elec Self Supply (kWh) | kg CO2e/kWh | 0.53748 | 0.50035 | 0.44932 | 0.43809 | 0.42713 | 0.41646 | 0.40605 | 0.39589 | 0.386 | 0.37635 | 0.36694 | 0.35776 | Generation and T&D | Expected to replace Grid elec so linked to Grid EF | DCFCarbonFactors_18_9_2014_143858 & DCFCarbonFactors_30_6_2015_135665
| Renewable Heat Self Supply (kWh) | kg CO2e/kWh | 0.23121 | 0.23056 | 0.23056 | 0.23056 | 0.23056 | 0.23056 | 0.23056 | 0.23056 | 0.23056 | 0.23056 | 0.23056 | 0.23056 | Gross CV | Expected to replace Natural Gas so linked to Gas EF and 80% boiler efficiency. | DCFCarbonFactors_18_9_2014_143858 & DCFCarbonFactors_30_6_2015_135666
| Renewable Elec Exported to Grid (kWh) | kg CO2e/kWh | 0.53748 | 0.50035 | 0.44932 | 0.43809 | 0.42713 | 0.41646 | 0.40605 | 0.39589 | 0.386 | 0.37635 | 0.36694 | 0.35776 |  | Based on expected Grid EF for that year | DCFCarbonFactors_18_9_2014_143858 & DCFCarbonFactors_30_6_2015_135667
| Renewable Heat Exported (kWh) | kg CO2e/kWh | 0.23121 | 0.23056 | 0.23056 | 0.23056 | 0.23056 | 0.23056 | 0.23056 | 0.23056 | 0.23056 | 0.23056 | 0.23056 | 0.23056 |  | Expected to replace Natural Gas so linked to Gas EF and 80% boiler efficiency. | DCFCarbonFactors_18_9_2014_143858 & DCFCarbonFactors_30_6_2015_135668
| Biomass Self Supply - Wood Chips or Pellets replacing Gas (kWh) | kg CO2e/kWh | 0.18469 | 0.18278 | 0.18278 | 0.18278 | 0.18278 | 0.18278 | 0.18278 | 0.18278 | 0.18278 | 0.18278 | 0.18278 | 0.18278 |  | Expected to replace Natural Gas so linked to Gas EF, 80% gas boiler efficiency and 85% biomass boiler efficiency. Biomass EF based on wood chip/pellets. Doesn't include Outside of Scopes but should be reported separately. This overall EF is used in the Projects tab to calculate the overall savings from installing a biomass boiler. | DCFCarbonFactors_18_9_2014_143858 & DCFCarbonFactors_30_6_2015_135669
| Biomass Self Supply - Wood Chips or Pellets replacing Oil (kWh) | kg CO2e/kWh | 1381.2382 | 1519.3618 | 1519.3618 | 1519.3618 | 1519.3618 | 1519.3618 | 1519.3618 | 1519.3618 | 1519.3618 | 1519.3618 | 1519.3618 | 1519.3618 | Generation and T&D | Expected to replace Oil so linked to Oil EF, 80% gas boiler efficiency and 85% biomass boiler efficiency. Biomass EF based on wood chips/pellets. Doesn't include Outside of Scopes but should be reported separately. This overall EF is used in the Projects tab to calculate the overall savings from installing a biomass boiler. | DCFCarbonFactors_18_9_2014_143858 & DCFCarbonFactors_30_6_2015_135670
| Biogas Self Supply - replacing Gas (kWh) | kg CO2e/kWh | 0.19632 | 0.19576 | 0.19576 | 0.19576 | 0.19576 | 0.19576 | 0.19576 | 0.19576 | 0.19576 | 0.19576 | 0.19576 | 0.19576 | Gross CV | Expected to replace Natural Gas so linked to Gas EF, 80% gas boiler efficiency and 85% biogas boiler efficiency. Biogas EF based. Doesn't include Outside of Scopes but should be reported separately. This overall EF is used in the Projects tab to calculate the overall savings from installing a biogas boiler. | DCFCarbonFactors_18_9_2014_143858 & DCFCarbonFactors_30_6_2015_135671
| Biogas Self Supply - replacing Oil (kWh) | kg CO2e/kWh | 1381.2498 | 1519.3748 | 1519.3748 | 1519.3748 | 1519.3748 | 1519.3748 | 1519.3748 | 1519.3748 | 1519.3748 | 1519.3748 | 1519.3748 | 1519.3748 |  | Expected to replace Oil so linked to Oil EF, 80% oil boiler efficiency and 85% biogas boiler efficiency. Biogas EF based. Doesn't include Outside of Scopes but should be reported separately. This overall EF is used in the Projects tab to calculate the overall savings from installing a biogas boiler. | DCFCarbonFactors_18_9_2014_143858 & DCFCarbonFactors_30_6_2015_135672
| Biomass Self Supply - Wood Chips (kWh) | kg CO2e/kWh | 0.011838 | 0.0132 | 0.0132 | 0.0132 | 0.0132 | 0.0132 | 0.0132 | 0.0132 | 0.0132 | 0.0132 | 0.0132 | 0.0132 |  | Biomass EF based on wood chips. Doesn't include Outside of Scopes but should be reported separately. This EF is used in the Current & Future CFs tab to calculate the emissions associated with burning biomass only. | DCFCarbonFactors_18_9_2014_143858 & DCFCarbonFactors_30_6_2015_135673
| Biomass Self Supply - Wood Pellets (kWh) | kg CO2e/kWh | 0.011838 | 0.0132 | 0.0132 | 0.0132 | 0.0132 | 0.0132 | 0.0132 | 0.0132 | 0.0132 | 0.0132 | 0.0132 | 0.0132 |  | Biomass EF based on wood pellets. Doesn't include Outside of Scopes but should be reported separately. This EF is used in the Current & Future CFs tab to calculate the emissions associated with burning biomass only. | DCFCarbonFactors_18_9_2014_143858 & DCFCarbonFactors_30_6_2015_135674
| Biogas Fuel - Self Supply (kWh) | kg CO2e/kWh | 0.000208 | 0.00022 | 0.00022 | 0.00022 | 0.00022 | 0.00022 | 0.00022 | 0.00022 | 0.00022 | 0.00022 | 0.00022 | 0.00022 |  | Biogas EF. Doesn't include Outside of Scopes but should be reported separately. This EF is used in the Current & Future CFs tab to calculate the emissions associated with burning biogas only. | DCFCarbonFactors_18_9_2014_143858 & DCFCarbonFactors_30_6_2015_135675
Name of person completing the tab
Date
Tab reviewed by
Use this sheet to document the emission factors that should be used for the carbon footprint. The reference for these data should be noted in the right-hand columns.
Sheet description
Date

## Costs
HELP
Carbon Management Plan - Costs
| Fuel and Water | Units | 2013/14 | 2014/15 | 2015/16 | 2016/17 | 2017/18 | 2018/19 | 2019/20 | 2020/21 | 2021/22 | 2021/22 | 2022/23 | 2023/24 | 2024/25 | % increase | Source Reference
| Grid Electricity (kWh) | £/kWh | 0.094 | 0.094 | 0.096 | 0.105 | 0.113 | 0.113 | 0.114 | 0.128 | 0.129 | 0.129 | 0.129 | 0.129 | 0.129 | 9.375% | Based on Annex M Growth assumptions and prices XLS (Services - retail prices). https://www.gov.uk/government/publications/updated-energy-and-emissions-projections-2014
| Natural Gas - Direct (kWh) | £/kWh | 0.029 | 0.029 | 0.029 | 0.031 | 0.033 | 0.032 | 0.031 | 0.03 | 0.032 | 0.032 | 0.032 | 0.032 | 0.032 | 6.897% | Based on Annex M Growth assumptions and prices XLS (Services - retail prices). https://www.gov.uk/government/publications/updated-energy-and-emissions-projections-2014
| Natural Gas - CHP (kWh) | £/kWh | 0.029 | 0.029 | 0.029 | 0.031 | 0.033 | 0.032 | 0.031 | 0.03 | 0.032 | 0.032 | 0.032 | 0.032 | 0.032 | 6.897% | Based on Annex M Growth assumptions and prices XLS (Services - retail prices). https://www.gov.uk/government/publications/updated-energy-and-emissions-projections-2014
| Refrigerant HFC-134a (kg) | £/kg | 14 | 14 | 14.1 | 14.2 | 14.3007 | 14.4021 | 14.5043 | 14.6071 | 14.7107 | 14.8151 | 14.9201 | 15.026 | 15.1325 | 0.7092% | Indicative cost increase
| Water - Supply (m3) | £/m3 | 0.3 | 0.3 | 0.3 | 0.31 | 0.32033 | 0.33101 | 0.34204 | 0.35345 | 0.36523 | 0.3774 | 0.38998 | 0.40298 | 0.41641 | 3.333% | Indicative cost increase
| Water - Treatment (m3) | £/m3 | 0.7 | 0.7 | 0.7 | 0.72 | 0.74057 | 0.76173 | 0.78349 | 0.80588 | 0.82891 | 0.85259 | 0.87695 | 0.902 | 0.92777 | 2.857% | Indicative cost increase
| Waste | Units | 2013/14 | 2014/15 | 2015/16 | 2016/17 | 2017/18 | 2018/19 | 2019/20 | 2020/21 | 2021/22 | 2021/22 | 2022/23 | 2023/24 | 2024/25 | % increase | Source Reference
| Refuse Commercial & Industrial to Landfill (tonnes) | £/tonne | 116 | 116 | 116 | 117 | 118.0086 | 119.0259 | 120.052 | 121.087 | 122.1308 | 123.1837 | 124.2456 | 125.3167 | 126.397 | 0.8621% | Indicative cost increase. Includes LF tax.
| Organic Food & Drink Composting (tonnes) | £/tonne | 108 | 108 | 108 | 109 | 110.0093 | 111.0279 | 112.0559 | 113.0935 | 114.1406 | 115.1975 | 116.2641 | 117.3406 | 118.4271 | 0.9259% | Indicative cost increase
| Organic Food & Drink AD (tonnes) | £/tonne | 108 | 108 | 108 | 109 | 110.0093 | 111.0279 | 112.0559 | 113.0935 | 114.1406 | 115.1975 | 116.2641 | 117.3406 | 118.4271 | 0.9259% | Indicative cost increase
| Paper & Board (Mixed) Recycling (tonnes) | £/tonne | 108 | 108 | 108 | 109 | 110.0093 | 111.0279 | 112.0559 | 113.0935 | 114.1406 | 115.1975 | 116.2641 | 117.3406 | 118.4271 | 0.9259% | Indicative cost increase
| Refuse Mun/Comm/Ind to Combustion (tonnes) | £/tonne | 1 | 1 | 1 | 1.01 | 1.0201 | 1.0303 | 1.0406 | 1.051 | 1.0615 | 1.0721 | 1.0829 | 1.0937 | 1.1046 | 1% | Indicative cost increase
| WEEE (Mixed) Recycling (tonnes) | £/tonne | 1 | 1 | 1 | 1.01 | 1.0201 | 1.0303 | 1.0406 | 1.051 | 1.0615 | 1.0721 | 1.0829 | 1.0937 | 1.1046 | 1% | Indicative cost increase
| Glass Recycling (tonnes) | £/tonne | 1 | 1 | 1 | 1.01 | 1.0201 | 1.0303 | 1.0406 | 1.051 | 1.0615 | 1.0721 | 1.0829 | 1.0937 | 1.1046 | 1% | Indicative cost increase
| Clinical Waste - Orange Stream (tonnes) | £/tonne | bar: 2017/18 to 2024/25
| Reuse (tonnes) | £/tonne | bar: 2017/18 to 2024/25
| Travel | Units | 2013/14 | 2014/15 | 2015/16 | 2016/17 | 2017/18 | 2018/19 | 2019/20 | 2020/21 | 2021/22 | 2021/22 | 2022/23 | 2023/24 | 2024/25 | % increase | Source Reference
| Flights Economy Short Haul - to/from UK (passenger km) | £/passenger km | 0.27829 | 0.27829 | 0.27829 | 0.29 | 0.3022 | 0.31491 | 0.32816 | 0.34196 | 0.35635 | 0.37134 | 0.38696 | 0.40324 | 0.4202 | 4.207% | Based on above
| Rail - National Rail (passenger km) | £/passenger km | 0.18553 | 0.18553 | 0.18553 | 0.195 | 0.20495 | 0.21542 | 0.22641 | 0.23797 | 0.25012 | 0.26289 | 0.27631 | 0.29042 | 0.30524 | 5.105% | Typical cost for an UK train journey
| Rail - Light Rail & Tram (passenger km) | £/passenger km | 0.18553 | 0.18553 | 0.18553 | 0.195 | 0.20495 | 0.21542 | 0.22641 | 0.23797 | 0.25012 | 0.26289 | 0.27631 | 0.29042 | 0.30524 | 5.105% | Typical cost for an UK train journey
| Car - Average - diesel (passenger km) | £/passenger km | 0.09375 | 0.09375 | 0.09375 | 0.097 | 0.10036 | 0.10384 | 0.10744 | 0.11117 | 0.11502 | 0.11901 | 0.12313 | 0.1274 | 0.13182 | 3.467% | RAC Website
| Car - Average - petrol (passenger km) | £/passenger km | 0.09375 | 0.09375 | 0.09375 | 0.097 | 0.10036 | 0.10384 | 0.10744 | 0.11117 | 0.11502 | 0.11901 | 0.12313 | 0.1274 | 0.13182 | 3.467% | RAC Website
| Van - diesel (km) | £/km | 1 | 1 | 1 | 1.03 | 1.0609 | 1.0927 | 1.1255 | 1.1593 | 1.1941 | 1.2299 | 1.2668 | 1.3048 | 1.3439 | 3% | indicative
| Bus (passenger km) | £/passenger km | 1 | 1 | 1 | 1.03 | 1.0609 | 1.0927 | 1.1255 | 1.1593 | 1.1941 | 1.2299 | 1.2668 | 1.3048 | 1.3439 | 3% | indicative
| Taxi - Black cab (passenger km) | £/passenger km | 1 | 1 | 1 | 1.03 | 1.0609 | 1.0927 | 1.1255 | 1.1593 | 1.1941 | 1.2299 | 1.2668 | 1.3048 | 1.3439 | 3% | indicative
| Ferry (average all passenger) | £/passenger km | 1 | 1 | 1 | 1.03 | 1.0609 | 1.0927 | 1.1255 | 1.1593 | 1.1941 | 1.2299 | 1.2668 | 1.3048 | 1.3439 | 3% | indicative
| Renewables | Units | 2013/14 | 2014/15 | 2015/16 | 2016/17 | 2017/18 | 2018/19 | 2019/20 | 2020/21 | 2021/22 | 2021/22 | 2022/23 | 2023/24 | 2024/25 | % increase | Source Reference
| Renewable Elec Self Supply (kWh) | £/kWh | 0.094 | 0.094 | 0.096 | 0.105 | 0.113 | 0.113 | 0.114 | 0.128 | 0.129 | 0.129 | 0.129 | 0.129 | 0.129 | 9.375% | Avoided Grid Electricity
| Renewable Heat Self Supply (kWh) | £/kWh | 0.03625 | 0.03625 | 0.03625 | 0.03875 | 0.04125 | 0.04 | 0.03875 | 0.0375 | 0.04 | 0.04 | 0.04 | 0.04 | 0.04 | 6.897% | Avoided Natural Gas (based on a 80% gas boiler efficiency)
| Renewable Elec Exported to Grid (kWh) | £/kWh | 0.11 | 0.11 | 0.11 | 0.113 | 0.11608 | 0.11925 | 0.1225 | 0.12584 | 0.12927 | 0.1328 | 0.13642 | 0.14014 | 0.14396 | 2.727% | Indicative cost increase
| Renewable Heat Exported (kWh) | £/kWh | 0.03 | 0.03 | 0.03 | 0.031 | 0.032033 | 0.033101 | 0.034204 | 0.035345 | 0.036523 | 0.03774 | 0.038998 | 0.040298 | 0.041641 | 3.333% | Indicative cost increase
| Biomass Self Supply - Wood Chips or Pellets replacing Gas (kWh) | £/kWh | 0.038 | 0.038 | 0.038 | 0.038 | 0.038 | 0.038 | 0.038 | 0.038 | 0.038 | 0.038 | 0.038 | 0.038 | 0.038 | 0% | http://www.biomassenergycentre.org.uk/ Assumed average of pellet and chip
| Biomass Self Supply - Wood Chips or Pellets replacing Oil (kWh) | £/kWh | 0.038 | 0.038 | 0.038 | 0.038 | 0.038 | 0.038 | 0.038 | 0.038 | 0.038 | 0.038 | 0.038 | 0.038 | 0.038 | 0% | As above
| Biogas Self Supply - replacing Gas (kWh) | £/kWh | 0.038 | 0.038 | 0.038 | 0.038 | 0.038 | 0.038 | 0.038 | 0.038 | 0.038 | 0.038 | 0.038 | 0.038 | 0.038 | 0% | As above
| Biogas Self Supply - replacing Oil (kWh) | £/kWh | 0.038 | 0.038 | 0.038 | 0.038 | 0.038 | 0.038 | 0.038 | 0.038 | 0.038 | 0.038 | 0.038 | 0.038 | 0.038 | 0% | As above
| Biomass Self Supply - Wood Chips (kWh) | £/kWh | 0.038 | 0.038 | 0.038 | 0.038 | 0.038 | 0.038 | 0.038 | 0.038 | 0.038 | 0.038 | 0.038 | 0.038 | 0.038 | 0% | As above
| Biomass Self Supply - Wood Pellets (kWh) | £/kWh | 0.038 | 0.038 | 0.038 | 0.038 | 0.038 | 0.038 | 0.038 | 0.038 | 0.038 | 0.038 | 0.038 | 0.038 | 0.038 | 0%
| Biogas Fuel - Self Supply (kWh) | £/kWh | 0.038 | 0.038 | 0.038 | 0.038 | 0.038 | 0.038 | 0.038 | 0.038 | 0.038 | 0.038 | 0.038 | 0.038 | 0.038 | 0%
| CRC EES | £/tonneCO2e | 15.6 | 15.6 | 16.1 | 16.583 | 17.0805 | 17.5929 | 18.1207 | 18.6643 | 19.2242 | 19.801 | 20.395 | 21.0068 | 21.6371 | 3% | https://www.gov.uk/government/publications/2010-to-2015-government-policy-energy-demand-reduction-in-industry-business-and-the-public-sector/2010-to-2015-government-policy-energy-demand-reduction-in-industry-business-and-the-public-sector#appendix-3-crc-energy-efficiency-scheme
Name of person completing the tab
Date
Tab reviewed by
Use this sheet to document the unit costs that should be applied within the tool. The reference for these data should be noted in the right-hand columns.
Sheet description
Date

## Data collection
HELP
| Description of data | Data source | Contact point | How data is used in tool | Data manipulation | Additional notes
Name of person completing the tab
Date
Tab reviewed by
Use this sheet to document the data collection process required to complete the carbon footprint assessment. This will help future users of the tool.
Sheet description
Date

## Boundary
HELP
| Year | Description of boundary differences
2007/08
2008/09
2009/10
2010/11
2011/12
2012/13
2013/14
2014/15
2015/16
2016/17
2017/18
2018/19
2019/20
2020/21
2021/22
2022/23
2023/24
2024/25
Name of person completing the tab
Date
Tab reviewed by
Use this sheet to document the boudary that should be adhered to when compiling the carbon footprint. If there are changes in the scope of the boundary, make a note of these in the table to the right.
Sheet description
Date
Land management
Key
Scope 2
Scope 3
Scope 1
Business travel
Rail
Private car
Air
Fleet
Petrol
Diesel
Bus
Taxi
Carbon Footprint boundary:
Out of boundary:
Water
Supply
Treatment
Direct emissions
Natural gas – direct use
Refrigerants
Natural gas – CHP
Renewables
Generation
T&D losses
Grid
Electricity
PV
No emissions
Waste disposal
Landfill
Recycling
Municipal
Paper
Mixed
Hazardous
Municipal
Bulky
WEEE
Energy recovery
Hazardous
Glass
Owned accommodation services
Natural gas – direct use
Electricity Generation
Water supply & treatment
T&D losses
Commuting
Student term-time
Staff
International offices
Procurement of third party goods and services

## End use assumptions
HELP
| Sector | Fuel | Use | Estimated percentage | Campus A | Campus B | Campus C | Campus D | Not used | Accommodation | Data Reference
| Education | Grid Electricity | Catering | 10.79% | 5% | 10.79% | 10.79% | 10.79% | 10.79% | 10.79%
| Education | Grid Electricity | Computing | 12.22% | 25% | 12.22% | 12.22% | 12.22% | 12.22% | 12.22%
| Education | Grid Electricity | Cooling and Ventilation | 1.635% | 1.635% | 1.635% | 1.635% | 1.635% | 1.635% | 1.635%
| Education | Grid Electricity | Hot Water | 6.944% | 6.944% | 6.944% | 6.944% | 6.944% | 6.944% | 6.944%
| Education | Grid Electricity | Heating | 8.369% | 8.369% | 8.369% | 8.369% | 8.369% | 8.369% | 8.369%
| Education | Grid Electricity | Lighting | 51.28% | 45% | 51.28% | 51.28% | 51.28% | 51.28% | 51.28%
| Education | Grid Electricity | Other | 8.755% | 8% | 8.755% | 8.755% | 8.755% | 8.755% | 8.755%
| Sub-total elec |  |  | 100% | 99.95% | 100% | 100% | 100% | 100% | 100%
| Education | Natural Gas - direct | Catering | 9.301% | 9.301% | 9.301% | 9.301% | 9.301% | 9.301% | 9.301%
| Education | Natural Gas - direct | Computing | 0% | 0% | 0% | 0% | 0% | 0% | 0%
| Education | Natural Gas - direct | Cooling and Ventilation | 0% | 0% | 0% | 0% | 0% | 0% | 0%
| Education | Natural Gas - direct | Hot Water | 16.75% | 16.75% | 16.75% | 16.75% | 16.75% | 16.75% | 16.75%
| Education | Natural Gas - direct | Heating | 70.47% | 70.47% | 70.47% | 70.47% | 70.47% | 70.47% | 70.47%
| Education | Natural Gas - direct | Lighting | 0% | 0% | 0% | 0% | 0% | 0% | 0%
| Education | Natural Gas - direct | Other | 3.478% | 3.478% | 3.478% | 3.478% | 3.478% | 3.478% | 3.478%
| Sub-total Natural Gas - Direct |  |  | 100% | 100% | 100% | 100% | 100% | 100% | 100%
| Education | Natural Gas - CHP | Catering | 0% | 0% | 0% | 0% | 0% | 0% | 0%
| Education | Natural Gas - CHP | Computing | 10% | 10% | 10% | 10% | 10% | 10% | 10%
| Education | Natural Gas - CHP | Cooling and Ventilation | 30% | 30% | 30% | 30% | 30% | 30% | 30%
| Education | Natural Gas - CHP | Hot Water | 5% | 5% | 5% | 5% | 5% | 5% | 5%
| Education | Natural Gas - CHP | Heating | 30% | 30% | 30% | 30% | 30% | 30% | 30%
| Education | Natural Gas - CHP | Lighting | 10% | 10% | 10% | 10% | 10% | 10% | 10% |  | `
| Education | Natural Gas - CHP | Other | 15% | 15% | 15% | 15% | 15% | 15% | 15%
| Sub-total Natural Gas - CHP |  |  | 100% | 100% | 100% | 100% | 100% | 100% | 100%
| Education | Water - supply | Water | 100% | 100% | 100% | 100% | 100% | 100% | 100%
| Education | Water - Treatment | Water | 100% | 100% | 100% | 100% | 100% | 100% | 100%
| Education | Refuse Commercial & Industrial to Landfill | Waste | 100% | 100% | 100% | 100% | 100% | 100% | 100%
| Education | Organic Food & Drink AD | Waste | 100% | 100% | 100% | 100% | 100% | 100% | 100%
| Education | Organic Food & Drink Composting | Waste | 100% | 100% | 100% | 100% | 100% | 100% | 100%
| Education | Paper & Board (Mixed) Recycling | Waste | 100% | 100% | 100% | 100% | 100% | 100% | 100%
| Education | WEEE (Mixed) Recycling | Waste | 100% | 100% | 100% | 100% | 100% | 100% | 100%
| Education | Glass Recycling | Waste | 100% | 100% | 100% | 100% | 100% | 100% | 100%
| Education | Clinical Waste - Orange Stream | Waste | 100% | 100% | 100% | 100% | 100% | 100% | 100%
| Education | Refuse Mun/Comm/Ind to Combustion | Waste | 100% | 100% | 100% | 100% | 100% | 100% | 100%
| Education | Reuse | Waste | 100% | 100% | 100% | 100% | 100% | 100% | 100%
| Education | Flights Economy Short Haul - to/from UK | Transport | 100% | 100% | 100% | 100% | 100% | 100% | 100%
| Education | Rail - National Rail | Transport | 100% | 100% | 100% | 100% | 100% | 100% | 100%
| Education | Rail - Light Rail & Tram | Transport | 100% | 100% | 100% | 100% | 100% | 100% | 100%
| Education | Car - Average - diesel | Transport | 100% | 100% | 100% | 100% | 100% | 100% | 100%
| Education | Car - Average - petrol | Transport | 100% | 100% | 100% | 100% | 100% | 100% | 100%
| Education | Van - diesel | Transport | 100% | 100% | 100% | 100% | 100% | 100% | 100%
| Education | Bus | Transport | 100% | 100% | 100% | 100% | 100% | 100% | 100%
| Education | Taxi - Black cab | Transport | 100% | 100% | 100% | 100% | 100% | 100% | 100%
| Education | Ferry | Transport | 100% | 100% | 100% | 100% | 100% | 100% | 100%
| Education | Refrigerant HFC-134a | Refrigerant | 100% | 100% | 100% | 100% | 100% | 100% | 100%
Name of person completing the tab
Date
Tab reviewed by
Use this sheet to document the carbon footprint distribution between end uses for each campus. The reference for these data should be noted in the table to the right.
Sheet description
Date

## Space & people allocations
HELP
| Student Numbers | [15 empty] | Data Reference
| Campus | Student type | 2011/12 | 2012/13 | 2013/14 | 2014/15 | 2015/16 | 2016/17 | 2017/18 | 2018/19 | 2019/20 | 2020/21 | 2021/22 | 2022/23 | #NAME? | #NAME?
| All | All | 22761 | 22696 | 23815.5 | 25763 | 26278.26 | 26803.8252 | 27339.9017 | 27886.6997 | 28444.4337 | 29013.3224 | 29593.5889 | 30185.4606 | 30789.1698 | 31404.9532
| Campus A | Undergraduate | 8722.5 | 9000 | 10000 | 11000 | 11220 | 11444.4 | 11673.288 | 11906.7538 | 12144.8888 | 12387.7866 | 12635.5423 | 12888.2532 | 13146.0183 | 13408.9386
| Campus A | Postgraduate | 443 | 465.5 | 449 | 486.5 | 496.23 | 506.1546 | 516.2777 | 526.6032 | 537.1353 | 547.878 | 558.8356 | 570.0123 | 581.4125 | 593.0408
| Campus B | Undergraduate | 1744.5 | 1622 | 1685.5 | 1785 | 1820.7 | 1857.114 | 1894.2563 | 1932.1414 | 1970.7842 | 2010.1999 | 2050.4039 | 2091.412 | 2133.2402 | 2175.905
| Campus B | Postgraduate | 2215 | 2327.5 | 2245 | 2432.5 | 2481.15 | 2530.773 | 2581.3885 | 2633.0162 | 2685.6766 | 2739.3901 | 2794.1779 | 2850.0614 | 2907.0627 | 2965.2039
| Campus C | Undergraduate | 3489 | 3244 | 3371 | 3570 | 3641.4 | 3714.228 | 3788.5126 | 3864.2828 | 3941.5685 | 4020.3998 | 4100.8078 | 4182.824 | 4266.4805 | 4351.8101
| Campus C | Postgraduate | 443 | 465.5 | 449 | 486.5 | 496.23 | 506.1546 | 516.2777 | 526.6032 | 537.1353 | 547.878 | 558.8356 | 570.0123 | 581.4125 | 593.0408
| Campus D | Undergraduate | 3489 | 3244 | 3371 | 3570 | 3641.4 | 3714.228 | 3788.5126 | 3864.2828 | 3941.5685 | 4020.3998 | 4100.8078 | 4182.824 | 4266.4805 | 4351.8101
| Campus D | Postgraduate | 2215 | 2327.5 | 2245 | 2432.5 | 2481.15 | 2530.773 | 2581.3885 | 2633.0162 | 2685.6766 | 2739.3901 | 2794.1779 | 2850.0614 | 2907.0627 | 2965.2039
| Not used | Undergraduate |  |  |  |  | 0 | 0 | 0 | 0 | 0 | 0 | 0 | 0 | 0 | 0
| Not used | Postgraduate |  |  |  |  | 0 | 0 | 0 | 0 | 0 | 0 | 0 | 0 | 0 | 0
| Accommodation | Undergraduate |  |  |  |  | 0 | 0 | 0 | 0 | 0 | 0 | 0 | 0 | 0 | 0 | Estimated as 25% of first year undergraduates
| Accommodation | Postgraduate |  |  |  |  | 0 | 0 | 0 | 0 | 0 | 0 | 0 | 0 | 0 | 0
| Staff Numbers | [15 empty] | Data Reference
| Campus | Staff type | 2011/12 | 2012/13 | 2013/14 | 2014/15 | 2015/16 | 2016/17 | 2017/18 | 2018/19 | 2019/20 | 2020/21 | 2021/22 | 2022/23 | 2023/24 | 2024/25
| All | All | 4805 | 5095 | 5495 | 5625 | 5737.5 | 5852.25 | 5969.295 | 6088.6809 | 6210.4545 | 6334.6636 | 6461.3569 | 6590.584 | 6722.3957 | 6856.8436
| Campus A | Academic staff | 1100 | 1182.5 | 1332.5 | 1360 | 1387.2 | 1414.944 | 1443.2429 | 1472.1077 | 1501.5499 | 1531.5809 | 1562.2125 | 1593.4568 | 1625.3259 | 1657.8324
| Campus A | Non-academic staff | 1302.5 | 1365 | 1415 | 1452.5 | 1481.55 | 1511.181 | 1541.4046 | 1572.2327 | 1603.6774 | 1635.7509 | 1668.4659 | 1701.8353 | 1735.872 | 1770.5894
| Campus B | Academic staff | 220 | 236.5 | 266.5 | 272 | 277.44 | 282.9888 | 288.6486 | 294.4215 | 300.31 | 306.3162 | 312.4425 | 318.6914 | 325.0652 | 331.5665
| Campus B | Non-academic staff | 0 | 0 | 0 | 0 | 0 | 0 | 0 | 0 | 0 | 0 | 0 | 0 | 0 | 0
| Campus C | Academic staff | 440 | 473 | 533 | 544 | 554.88 | 565.9776 | 577.2972 | 588.8431 | 600.62 | 612.6324 | 624.885 | 637.3827 | 650.1304 | 663.133
| Campus C | Non-academic staff | 1302.5 | 1365 | 1415 | 1452.5 | 1481.55 | 1511.181 | 1541.4046 | 1572.2327 | 1603.6774 | 1635.7509 | 1668.4659 | 1701.8353 | 1735.872 | 1770.5894
| Campus D | Academic staff | 440 | 473 | 533 | 544 | 554.88 | 565.9776 | 577.2972 | 588.8431 | 600.62 | 612.6324 | 624.885 | 637.3827 | 650.1304 | 663.133
| Campus D | Non-academic staff | 0 | 0 | 0 | 0 | 0 | 0 | 0 | 0 | 0 | 0 | 0 | 0 | 0 | 0
| Not used | Academic staff |  |  |  |  | 0 | 0 | 0 | 0 | 0 | 0 | 0 | 0 | 0 | 0
| Not used | Non-academic staff |  |  |  |  | 0 | 0 | 0 | 0 | 0 | 0 | 0 | 0 | 0 | 0
| Accommodation | Academic staff |  |  |  |  | 0 | 0 | 0 | 0 | 0 | 0 | 0 | 0 | 0 | 0
| Accommodation | Non-academic staff |  |  |  |  | 0 | 0 | 0 | 0 | 0 | 0 | 0 | 0 | 0 | 0
| Floor Area (m2 as GIA) | [15 empty] | Data Reference
| Campus |  | 2011/12 | 2012/13 | 2013/14 | 2014/15 | 2015/16 | 2016/17 | 2017/18 | 2018/19 | 2019/20 | 2020/21 | 2021/22 | 2022/23 | 2023/24 | 2024/25
| All | All | 450000 | 450000 | 475000 | 500000 | 502500 | 505050 | 507651 | 510304.02 | 513010.1004 | 515770.3024 | 518585.7085 | 521457.4226 | 524386.5711 | 527374.3025
| Campus A | Floor area | 112500 | 112500 | 118750 | 125000 | 127500 | 130050 | 132651 | 135304.02 | 138010.1004 | 140770.3024 | 143585.7085 | 146457.4226 | 149386.5711 | 152374.3025
| Campus B | Floor area | 45000 | 45000 | 47500 | 50000 | 50000 | 50000 | 50000 | 50000 | 50000 | 50000 | 50000 | 50000 | 50000 | 50000
| Campus C | Floor area | 45000 | 45000 | 47500 | 50000 | 50000 | 50000 | 50000 | 50000 | 50000 | 50000 | 50000 | 50000 | 50000 | 50000
| Campus D | Floor area | 247500 | 247500 | 261250 | 275000 | 275000 | 275000 | 275000 | 275000 | 275000 | 275000 | 275000 | 275000 | 275000 | 275000
| Not used | Floor area |  |  |  |  | 0 | 0 | 0 | 0 | 0 | 0 | 0 | 0 | 0 | 0
| Accommodation | Floor area |  |  |  |  | 0 | 0 | 0 | 0 | 0 | 0 | 0 | 0 | 0 | 0
| Grid Electricity (kg CO2e/kWh) | [15 empty] | Data Reference
|  |  | 2011/12 | 2012/13 | 2013/14 | 2014/15 | 2015/16 | 2016/17 | 2017/18 | 2018/19 | 2019/20 | 2020/21 | 2021/22 | 2022/23 | 2023/24 | 2024/25
| Grid Electricity | Electricity factor | 0.49636 | 0.48357 | 0.53748 | 0.50035 | 0.44932 | 0.42685 | 0.40551 | 0.38524 | 0.36597 | 0.34768 | 0.33029 | 0.31378 | 0.29809 | 0.28318
| Proportions | Unit | 2011/12: Campus A; 2012/13: Campus B; 2013/14: Campus C; 2014/15: Campus D; 2015/16: Not used; 2016/17: Accommodation
| Undergraduate | % | bar: 2011/12 to 2013/14
| Postgraduate | % | bar: 2011/12 to 2013/14
| Academic staff | % | bar: 2011/12 to 2013/14
| Non-academic staff | % | bar: 2011/12 to 2013/14
| Floor area | % | 2011/12: 100%; 2012/13: 100%; 2013/14: 100%; 2014/15: 100%; 2015/16: 100%; 2016/17: 100%
Name of person completing the tab
Date
Tab reviewed by
Use this sheet to store historical data on the distribution of people for each campus. The future distributions are calculated using the CSM Factor values. These calculations should be replaced when actual data are available.
Sheet description
Date

## End use matrix
HELP
| Allocation | End Use | Grid Electricity | Natural Gas - direct | Natural Gas - CHP | Water - Supply | Water - Treatment | Refrigerant HFC-134a | Refuse Commercial & Industrial to Landfill | Organic Food & Drink Composting | Organic Food & Drink AD | Paper & Board (Mixed) Recycling | WEEE (Mixed) Recycling | Glass Recycling | Refuse Mun/Comm/Ind to Combustion | Clinical Waste - Orange Stream | Reuse | Flights Economy Short Haul - to/from UK | Rail - National Rail | Rail - Light Rail & Tram | Car - Average - diesel | Car - Average - petrol | Van - diesel | Bus | Taxi - Black cab | Ferry | Campus A | Campus B | Campus C | Campus D | Not used | Accommodation
| Undergraduate | Catering | ü | ü | ü | o | o | o | o | o | o | o | o | o | o | o | o | o | o | o | o | o | o | o | o | o
| Undergraduate | Computing | ü | o | ü | o | o | o | o | o | o | o | o | o | o | o | o | o | o | o | o | o | o | o | o | o
| Undergraduate | Cooling and Ventilation | x | x | x | o | o | o | o | o | o | o | o | o | o | o | o | o | o | o | o | o | o | o | o | o
| Undergraduate | Hot Water | ü | ü | ü | o | o | o | o | o | o | o | o | o | o | o | o | o | o | o | o | o | o | o | o | o
| Undergraduate | Heating | x | x | x | o | o | o | o | o | o | o | o | o | o | o | o | o | o | o | o | o | o | o | o | o
| Undergraduate | Lighting | x | o | x | o | o | o | o | o | o | o | o | o | o | o | o | o | o | o | o | o | o | o | o | o
| Undergraduate | Other | ü | ü | ü | o | o | o | o | o | o | o | o | o | o | o | o | o | o | o | o | o | o | o | o | o
| Undergraduate | Water | o | o | o | ü | ü | o | o | o | o | o | o | o | o | o | o | o | o | o | o | o | o | o | o | o
| Undergraduate | Transport | o | o | o | o | o | o | o | o | o | o | o | o | o | o | o | x | x | x | x | x | x | x | x | x
| Undergraduate | Waste | o | o | o | o | o | o | ü | ü | ü | ü | ü | ü | ü | ü | ü | o | o | o | o | o | o | o | o | o
| Undergraduate | Refrigerant | o | o | o | o | o | x | o | o | o | o | o | o | o | o | o | o | o | o | o | o | o | o | o | o
| Postgraduate | Catering | ü | ü | ü | o | o | o | o | o | o | o | o | o | o | o | o | o | o | o | o | o | o | o | o | o
| Postgraduate | Computing | ü | o | ü | o | o | o | o | o | o | o | o | o | o | o | o | o | o | o | o | o | o | o | o | o
| Postgraduate | Cooling and Ventilation | x | x | x | o | o | o | o | o | o | o | o | o | o | o | o | o | o | o | o | o | o | o | o | o
| Postgraduate | Hot Water | ü | ü | ü | o | o | o | o | o | o | o | o | o | o | o | o | o | o | o | o | o | o | o | o | o
| Postgraduate | Heating | x | x | x | o | o | o | o | o | o | o | o | o | o | o | o | o | o | o | o | o | o | o | o | o
| Postgraduate | Lighting | x | o | x | o | o | o | o | o | o | o | o | o | o | o | o | o | o | o | o | o | o | o | o | o
| Postgraduate | Other | ü | ü | ü | o | o | o | o | o | o | o | o | o | o | o | o | o | o | o | o | o | o | o | o | o
| Postgraduate | Water | o | o | o | ü | ü | o | o | o | o | o | o | o | o | o | o | o | o | o | o | o | o | o | o | o
| Postgraduate | Transport | o | o | o | o | o | o | o | o | o | o | o | o | o | o | o | x | x | x | x | x | x | x | x | x
| Postgraduate | Waste | o | o | o | o | o | o | ü | ü | ü | ü | ü | ü | ü | ü | ü | o | o | o | o | o | o | o | o | o
| Postgraduate | Refrigerant | o | o | o | o | o | x | o | o | o | o | o | o | o | o | o | o | o | o | o | o | o | o | o | o
| Academic staff | Catering | ü | ü | ü | o | o | o | o | o | o | o | o | o | o | o | o | o | o | o | o | o | o | o | o | o
| Academic staff | Computing | ü | o | ü | o | o | o | o | o | o | o | o | o | o | o | o | o | o | o | o | o | o | o | o | o
| Academic staff | Cooling and Ventilation | x | x | x | o | o | o | o | o | o | o | o | o | o | o | o | o | o | o | o | o | o | o | o | o
| Academic staff | Hot Water | ü | ü | ü | o | o | o | o | o | o | o | o | o | o | o | o | o | o | o | o | o | o | o | o | o
| Academic staff | Heating | x | x | x | o | o | o | o | o | o | o | o | o | o | o | o | o | o | o | o | o | o | o | o | o
| Academic staff | Lighting | x | o | x | o | o | o | o | o | o | o | o | o | o | o | o | o | o | o | o | o | o | o | o | o
| Academic staff | Other | ü | ü | ü | o | o | o | o | o | o | o | o | o | o | o | o | o | o | o | o | o | o | o | o | o
| Academic staff | Water | o | o | o | ü | ü | o | o | o | o | o | o | o | o | o | o | o | o | o | o | o | o | o | o | o
| Academic staff | Transport | o | o | o | o | o | o | o | o | o | o | o | o | o | o | o | ü | ü | ü | ü | ü | ü | ü | ü | ü
| Academic staff | Waste | o | o | o | o | o | o | ü | ü | ü | ü | ü | ü | ü | ü | ü | o | o | o | o | o | o | o | o | o
| Academic staff | Waste | o | o | o | o | o | x | o | o | o | o | o | o | o | o | o | o | o | o | o | o | o | o | o | o
| Non-academic staff | Catering | ü | ü | ü | o | o | o | o | o | o | o | o | o | o | o | o | o | o | o | o | o | o | o | o | o
| Non-academic staff | Computing | ü | o | ü | o | o | o | o | o | o | o | o | o | o | o | o | o | o | o | o | o | o | o | o | o
| Non-academic staff | Cooling and Ventilation | x | x | x | o | o | o | o | o | o | o | o | o | o | o | o | o | o | o | o | o | o | o | o | o
| Non-academic staff | Hot Water | ü | ü | ü | o | o | o | o | o | o | o | o | o | o | o | o | o | o | o | o | o | o | o | o | o
| Non-academic staff | Heating | x | x | x | o | o | o | o | o | o | o | o | o | o | o | o | o | o | o | o | o | o | o | o | o
| Non-academic staff | Lighting | x | o | x | o | o | o | o | o | o | o | o | o | o | o | o | o | o | o | o | o | o | o | o | o
| Non-academic staff | Other | ü | ü | ü | o | o | o | o | o | o | o | o | o | o | o | o | o | o | o | o | o | o | o | o | o
| Non-academic staff | Water | o | o | o | ü | ü | o | o | o | o | o | o | o | o | o | o | o | o | o | o | o | o | o | o | o
| Non-academic staff | Transport | o | o | o | o | o | o | o | o | o | o | o | o | o | o | o | ü | ü | ü | ü | ü | ü | ü | ü | ü
| Non-academic staff | Waste | o | o | o | o | o | o | ü | ü | ü | ü | ü | ü | ü | ü | ü | o | o | o | o | o | o | o | o | o
| Non-academic staff | Waste | o | o | o | o | o | x | o | o | o | o | o | o | o | o | o | o | o | o | o | o | o | o | o | o
| Floor area | Catering | x | x | x | o | o | o | o | o | o | o | o | o | o | o | o | o | o | o | o | o | o | o | o | o
| Floor area | Computing | x | o | x | o | o | o | o | o | o | o | o | o | o | o | o | o | o | o | o | o | o | o | o | o
| Floor area | Cooling and Ventilation | ü | ü | ü | o | o | o | o | o | o | o | o | o | o | o | o | o | o | o | o | o | o | o | o | o
| Floor area | Hot Water | x | x | x | o | o | o | o | o | o | o | o | o | o | o | o | o | o | o | o | o | o | o | o | o
| Floor area | Heating | ü | ü | ü | o | o | o | o | o | o | o | o | o | o | o | o | o | o | o | o | o | o | o | o | o
| Floor area | Lighting | ü | o | ü | o | o | o | o | o | o | o | o | o | o | o | o | o | o | o | o | o | o | o | o | o
| Floor area | Other | x | x | x | o | o | o | o | o | o | o | o | o | o | o | o | o | o | o | o | o | o | o | o | o
| Floor area | Water | o | o | o | x | x | o | o | o | o | o | o | o | o | o | o | o | o | o | o | o | o | o | o | o
| Floor area | Transport | o | o | o | o | o | o | o | o | o | o | o | o | o | o | o | x | x | x | x | x | x | x | x | x
| Floor area | Waste | o | o | o | o | o | o | x | x | x | x | x | x | x | x | x | o | o | o | o | o | o | o | o | o
| Floor area | Refrigerant | o | o | o | o | o | ü | o | o | o | o | o | o | o | o | o | o | o | o | o | o | o | o | o | o
Name of person completing the tab
Date
Tab reviewed by
This tab should only be edited by experienced developers of the tool. It provides the user with information on which emission sources affect which end use, and whether this relationship is present in each allocation category.
Sheet description
Date

## Conversion Factors
Liquid Fuels | kWh/tonne | litres/tonne | kWh/litre
Fuel oil | 12029 | 1024 | 11.7
LPG | 13668 | 1968 | 7.4
Gas/diesel oil | 12584 | 1153 | 10.7
Burning oil | 12834 | 1245 | 10
Petrol | 12807 | 1362 | 9
Energy | GJ | kWh | therm | toe | kcal
Gigajoule, GJ | 1 | 277.7778 | 9.4782 | 0.023885 | 238902.9576
Kilowatthour, kWh | 0.0036 | 1 | 0.034121 | 8.5985e-05 | 860.0506
Therm | 0.10551 | 29.3071 | 1 | 0.00252 | 25205.5975
Tonne oil equivalent, toe | 41.868 | 11629.9998 | 396.832 | 1 | 10002388.8883
Kilocalorie, kcal | 4.1858e-06 | 0.0011627 | 3.9674e-05 | 9.9976e-08 | 1
Length/Distance (long) | m | ft | mi | km | nmi
Metre, m | 1 | 3.2808 | 0.00062137 | 0.001 | 0.00053996
Feet, ft | 0.3048 | 1 | 0.00018939 | 0.0003048 | 0.00016458
Miles, mi | 1609.344 | 5280 | 1 | 1.6093 | 0.86898
Kilometres, km | 1000 | 3280.8399 | 0.62137 | 1 | 0.53996
Nautical miles, nmi or NM | 1852 | 6076.1155 | 1.1508 | 1.852 | 1
Length/Distance (short) | m | ft | in | cm | yd
Metre, m | 1 | 3.2808 | 39.3701 | 100 | 1.0936
Feet, ft | 0.3048 | 1 | 12 | 30.48 | 0.33333
Inch, in | 0.0254 | 0.083333 | 1 | 2.54 | 0.027778
Centimetres, cm | 0.01 | 0.032808 | 0.3937 | 1 | 0.010936
Yard, yd | 0.9144 | 3 | 36 | 91.44 | 1
Weight/mass | kg | tonne | ton (UK) | ton (US) | lb
Kilogram, kg |  | 0.001 | 0.00098421 | 0.0011023 | 2.2046
tonne, t (metric ton) | 1000 |  | 0.98421 | 1.1023 | 2204.6237
ton (UK, long ton) | 1016.0464 | 1.016 |  | 1.12 | 2240
ton (US, short ton) | 907.185 | 0.90718 | 0.89286 |  | 2000.0015
Pound, lb | 0.45359 | 0.00045359 | 0.00044643 | 0.0005
Volume | L | m3 | cu ft | Imp. gallon | US gallon | Bbl (US,P)
Litres, L | 1 | 0.001 | 0.035315 | 0.21997 | 0.26417 | 0.0062898
Cubic metres, m3 | 1000 | 1 | 35.3147 | 219.9692 | 264.1721 | 6.2898
Cubic feet, cu ft | 28.3168 | 0.028317 | 1 | 6.2288 | 7.4805 | 0.17811
Imperial gallon | 4.5461 | 0.0045461 | 0.16054 | 1 | 1.2009 | 0.028594
US gallon | 3.7854 | 0.0037854 | 0.13368 | 0.83267 | 1 | 0.02381
Barrel (US, petroleum), bbl | 158.9873 | 0.15899 | 5.6146 | 34.9723 | 42 | 1
Abbreviation | Symbol | Number | Standard form
Kilo | k | 1000 | 10 3
Mega | M | 1000000 | 10 6
Giga | G | 1000000000 | 10 9
Tera | T | 1000000000000 | 10 12
Peta | P | 1000000000000000 | 10 15
Name of person completing the tab
Date
Tab reviewed by
This sheet provides conversion factors that may be helpful to the user of the tool.
Sheet description
Date

## CF output (hidden)
[5 empty] | Campus A | Campus B | Campus C | Campus D | Not used | Accommodation
Emission source | Units | Total Consumption (units as stated) | Carbon Footprint (tCO2e) | Cost (£) | Consumption (units as stated)
Total |  | 219405000 | 47412.49 | 11831186.7104 | 113540500 | 22002500 | 20781000 | 63081000 | 0 | 0
Grid Electricity | kWh | 24000000 | 11508.05 | 2341525.58 | 12500000 | 4600000 | 2300000 | 4600000 | 0 | 0
Natural Gas - Direct | kWh | 83000000 | 14756 | 2550193.6 | 35000000 | 16000000 | 16000000 | 16000000 | 0 | 0
Natural Gas - CHP | kWh | 100000000 | 18445 | 3187742 | 60000000 | 0 | 0 | 40000000 | 0 | 0
Refrigerant HFC-134a | kg | 0 | 0 | 0 | 0 | 0 | 0 | 0 | 0 | 0
Water - Supply | m3 | 200000 | 68.8 | 61073.28 | 20000 | 100000 | 40000 | 40000 | 0 | 0
Water - Treatment | m3 | 200000 | 141.6 | 140220.896 | 20000 | 100000 | 40000 | 40000 | 0 | 0
Refuse Commercial & Industrial to Landfill | tonnes | 5000 | 465 | 580000 | 500 | 2500 | 1000 | 1000 | 0 | 0
Organic Food & Drink Composting | tonnes | 0 | 0 | 0 | 0 | 0 | 0 | 0 | 0 | 0
Organic Food & Drink AD | tonnes | 0 | 0 | 0 | 0 | 0 | 0 | 0 | 0 | 0
Paper & Board (Mixed) Recycling | tonnes | 0 | 0 | 0 | 0 | 0 | 0 | 0 | 0 | 0
Refuse Mun/Comm/Ind to Combustion | tonnes | 0 | 0 | 0 | 0 | 0 | 0 | 0 | 0 | 0
WEEE (Mixed) Recycling | tonnes | 0 | 0 | 0 | 0 | 0 | 0 | 0 | 0 | 0
Glass Recycling | tonnes | 0 | 0 | 0 | 0 | 0 | 0 | 0 | 0 | 0
Refuse Mun/Comm/Ind to Combustion | tonnes | 0 | 0 | 0 | 0 | 0 | 0 | 0 | 0 | 0
Clinical Waste - Orange Stream | tonnes | 0 | 0 | 0 | 0 | 0 | 0 | 0 | 0 | 0
Reuse | tonnes | 0 | 0 | 0 | 0 | 0 | 0 | 0 | 0 | 0
Flights Economy Short Haul - to/from UK | passenger km | 10000000 | 1663.4 | 2782931.3544 | 5000000 | 1000000 | 2000000 | 2000000 | 0 | 0
Rail - National Rail | passenger km | 0 | 0 | 0 | 0 | 0 | 0 | 0 | 0 | 0
Rail - Light Rail & Tram | passenger km | 0 | 0 | 0 | 0 | 0 | 0 | 0 | 0 | 0
Car - Average - diesel | passenger km | 2000000 | 364.64 | 187500 | 1000000 | 200000 | 400000 | 400000 | 0 | 0
Car - Average - petrol | passenger km | 0 | 0 | 0 | 0 | 0 | 0 | 0 | 0 | 0
Van - diesel | km | 0 | 0 | 0 | 0 | 0 | 0 | 0 | 0 | 0
Bus | passenger km | 0 | 0 | 0 | 0 | 0 | 0 | 0 | 0 | 0
Taxi - Black cab | passenger km | 0 | 0 | 0 | 0 | 0 | 0 | 0 | 0 | 0
Ferry | average all passenger | 0 | 0 | 0 | 0 | 0 | 0 | 0 | 0 | 0
Biomass/Biogas | tonnes | 0 | 0 | 0 | 0 | 0 | 0 | 0 | 0 | 0
Data check: these values should be zero |  | 0 | 0 | 0
Name of person completing the tab
Date
Tab reviewed by
This is a summary of the current carbon footprint. The data feed into the calculations within the tool. Note that the units for the consumption data vary dependent on the emissions source, so a total cannot be used from these columns.
Sheet description
Date

## Master data sheet - consumption
[9 empty] | Consumption units | [5 empty] | Consumption units | [5 empty] | Consumption units | [5 empty] | Consumption units | [5 empty] | Consumption units | [5 empty] | Consumption units | [5 empty] | Consumption units | [5 empty] | Consumption units | [5 empty] | Consumption units | [5 empty] | Consumption units | [5 empty] | Consumption units
|  |  | 2014/15 | 2014/15 | 2014/15 | 2014/15 | 2014/15 | 2014/15 | #NAME? | #NAME? | #NAME? | #NAME? | #NAME? | #NAME? | #NAME? | #NAME? | #NAME? | #NAME? | #NAME? | #NAME? | #NAME? | #NAME? | #NAME? | #NAME? | #NAME? | #NAME? | #NAME? | #NAME? | #NAME? | #NAME? | #NAME? | #NAME? | #NAME? | #NAME? | #NAME? | #NAME? | #NAME? | #NAME? | #NAME? | #NAME? | #NAME? | #NAME? | #NAME? | #NAME? | #NAME? | #NAME? | #NAME? | #NAME? | #NAME? | #NAME? | #NAME? | #NAME? | #NAME? | #NAME? | #NAME? | #NAME? | #NAME? | #NAME? | #NAME? | #NAME? | #NAME? | #NAME? | #NAME? | #NAME? | #NAME? | #NAME? | #NAME? | #NAME? | #NAME? | #NAME? | #NAME? | #NAME? | #NAME? | #NAME?
Allocation | Emission source | Approximate end use | Campus A | Campus B | Campus C | Campus D | Not used | Accommodation | Campus A | Campus B | Campus C | Campus D | Not used | Accommodation | Campus A | Campus B | Campus C | Campus D | Not used | Accommodation | Campus A | Campus B | Campus C | Campus D | Not used | Accommodation | Campus A | Campus B | Campus C | Campus D | Not used | Accommodation | Campus A | Campus B | Campus C | Campus D | Not used | Accommodation | Campus A | Campus B | Campus C | Campus D | Not used | Accommodation | Campus A | Campus B | Campus C | Campus D | Not used | Accommodation | Campus A | Campus B | Campus C | Campus D | Not used | Accommodation | Campus A | Campus B | Campus C | Campus D | Not used | Accommodation | Campus A | Campus B | Campus C | Campus D | Not used | Accommodation | Campus A | Campus B | Campus C | Campus D | Not used | Accommodation
Undergraduate | Grid Electricity | Catering | 0 | 0 | 0 | 0 | 0 | 0
Undergraduate | Grid Electricity | Computing | 0 | 0 | 0 | 0 | 0 | 0
Undergraduate | Grid Electricity | Cooling and Ventilation | 0 | 0 | 0 | 0 | 0 | 0
Undergraduate | Grid Electricity | Hot Water | 0 | 0 | 0 | 0 | 0 | 0
Undergraduate | Grid Electricity | Heating | 0 | 0 | 0 | 0 | 0 | 0
Undergraduate | Grid Electricity | Lighting | 0 | 0 | 0 | 0 | 0 | 0
Undergraduate | Grid Electricity | Other | 0 | 0 | 0 | 0 | 0 | 0
Postgraduate | Grid Electricity | Catering | 0 | 0 | 0 | 0 | 0 | 0
Postgraduate | Grid Electricity | Computing | 0 | 0 | 0 | 0 | 0 | 0
Postgraduate | Grid Electricity | Cooling and Ventilation | 0 | 0 | 0 | 0 | 0 | 0
Postgraduate | Grid Electricity | Hot Water | 0 | 0 | 0 | 0 | 0 | 0
Postgraduate | Grid Electricity | Heating | 0 | 0 | 0 | 0 | 0 | 0
Postgraduate | Grid Electricity | Lighting | 0 | 0 | 0 | 0 | 0 | 0
Postgraduate | Grid Electricity | Other | 0 | 0 | 0 | 0 | 0 | 0
Academic staff | Grid Electricity | Catering | 0 | 0 | 0 | 0 | 0 | 0
Academic staff | Grid Electricity | Computing | 0 | 0 | 0 | 0 | 0 | 0
Academic staff | Grid Electricity | Cooling and Ventilation | 0 | 0 | 0 | 0 | 0 | 0
Academic staff | Grid Electricity | Hot Water | 0 | 0 | 0 | 0 | 0 | 0
Academic staff | Grid Electricity | Heating | 0 | 0 | 0 | 0 | 0 | 0
Academic staff | Grid Electricity | Lighting | 0 | 0 | 0 | 0 | 0 | 0
Academic staff | Grid Electricity | Other | 0 | 0 | 0 | 0 | 0 | 0
Non-academic staff | Grid Electricity | Catering | 0 | 0 | 0 | 0 | 0 | 0
Non-academic staff | Grid Electricity | Computing | 0 | 0 | 0 | 0 | 0 | 0
Non-academic staff | Grid Electricity | Cooling and Ventilation | 0 | 0 | 0 | 0 | 0 | 0
Non-academic staff | Grid Electricity | Hot Water | 0 | 0 | 0 | 0 | 0 | 0
Non-academic staff | Grid Electricity | Heating | 0 | 0 | 0 | 0 | 0 | 0
Non-academic staff | Grid Electricity | Lighting | 0 | 0 | 0 | 0 | 0 | 0
Non-academic staff | Grid Electricity | Other | 0 | 0 | 0 | 0 | 0 | 0
Floor area | Grid Electricity | Catering | 0 | 0 | 0 | 0 | 0 | 0
Floor area | Grid Electricity | Computing | 0 | 0 | 0 | 0 | 0 | 0
Floor area | Grid Electricity | Cooling and Ventilation | 204394.8223 | 75217.2946 | 37608.6473 | 75217.2946 | 0 | 0
Floor area | Grid Electricity | Hot Water | 0 | 0 | 0 | 0 | 0 | 0
Floor area | Grid Electricity | Heating | 1046116.0579 | 384970.7093 | 192485.3547 | 384970.7093 | 0 | 0
Floor area | Grid Electricity | Lighting | 5625000 | 2358939.7797 | 1179469.8898 | 2358939.7797 | 0 | 0
Floor area | Grid Electricity | Other | 0 | 0 | 0 | 0 | 0 | 0
Undergraduate | Natural Gas - direct | Catering | 0 | 0 | 0 | 0 | 0 | 0
Undergraduate | Natural Gas - direct | Computing | 0 | 0 | 0 | 0 | 0 | 0
Undergraduate | Natural Gas - direct | Cooling and Ventilation | 0 | 0 | 0 | 0 | 0 | 0
Undergraduate | Natural Gas - direct | Hot Water | 0 | 0 | 0 | 0 | 0 | 0
Undergraduate | Natural Gas - direct | Heating | 0 | 0 | 0 | 0 | 0 | 0
Undergraduate | Natural Gas - direct | Lighting | 0 | 0 | 0 | 0 | 0 | 0
Undergraduate | Natural Gas - direct | Other | 0 | 0 | 0 | 0 | 0 | 0
Postgraduate | Natural Gas - direct | Catering | 0 | 0 | 0 | 0 | 0 | 0
Postgraduate | Natural Gas - direct | Computing | 0 | 0 | 0 | 0 | 0 | 0
Postgraduate | Natural Gas - direct | Cooling and Ventilation | 0 | 0 | 0 | 0 | 0 | 0
Postgraduate | Natural Gas - direct | Hot Water | 0 | 0 | 0 | 0 | 0 | 0
Postgraduate | Natural Gas - direct | Heating | 0 | 0 | 0 | 0 | 0 | 0
Postgraduate | Natural Gas - direct | Lighting | 0 | 0 | 0 | 0 | 0 | 0
Postgraduate | Natural Gas - direct | Other | 0 | 0 | 0 | 0 | 0 | 0
Academic staff | Natural Gas - direct | Catering | 0 | 0 | 0 | 0 | 0 | 0
Academic staff | Natural Gas - direct | Computing | 0 | 0 | 0 | 0 | 0 | 0
Academic staff | Natural Gas - direct | Cooling and Ventilation | 0 | 0 | 0 | 0 | 0 | 0
Academic staff | Natural Gas - direct | Hot Water | 0 | 0 | 0 | 0 | 0 | 0
Academic staff | Natural Gas - direct | Heating | 0 | 0 | 0 | 0 | 0 | 0
Academic staff | Natural Gas - direct | Lighting | 0 | 0 | 0 | 0 | 0 | 0
Academic staff | Natural Gas - direct | Other | 0 | 0 | 0 | 0 | 0 | 0
Non-academic staff | Natural Gas - direct | Catering | 0 | 0 | 0 | 0 | 0 | 0
Non-academic staff | Natural Gas - direct | Computing | 0 | 0 | 0 | 0 | 0 | 0
Non-academic staff | Natural Gas - direct | Cooling and Ventilation | 0 | 0 | 0 | 0 | 0 | 0
Non-academic staff | Natural Gas - direct | Hot Water | 0 | 0 | 0 | 0 | 0 | 0
Non-academic staff | Natural Gas - direct | Heating | 0 | 0 | 0 | 0 | 0 | 0
Non-academic staff | Natural Gas - direct | Lighting | 0 | 0 | 0 | 0 | 0 | 0
Non-academic staff | Natural Gas - direct | Other | 0 | 0 | 0 | 0 | 0 | 0
Floor area | Natural Gas - direct | Catering | 0 | 0 | 0 | 0 | 0 | 0
Floor area | Natural Gas - direct | Computing | 0 | 0 | 0 | 0 | 0 | 0
Floor area | Natural Gas - direct | Cooling and Ventilation | 0 | 0 | 0 | 0 | 0 | 0
Floor area | Natural Gas - direct | Hot Water | 0 | 0 | 0 | 0 | 0 | 0
Floor area | Natural Gas - direct | Heating | 24664142.2159 | 11275036.4416 | 11275036.4416 | 11275036.4416 | 0 | 0
Floor area | Natural Gas - direct | Lighting | 0 | 0 | 0 | 0 | 0 | 0
Floor area | Natural Gas - direct | Other | 0 | 0 | 0 | 0 | 0 | 0
Undergraduate | Natural Gas - CHP | Catering | 0 | 0 | 0 | 0 | 0 | 0
Undergraduate | Natural Gas - CHP | Computing | 0 | 0 | 0 | 0 | 0 | 0
Undergraduate | Natural Gas - CHP | Cooling and Ventilation | 0 | 0 | 0 | 0 | 0 | 0
Undergraduate | Natural Gas - CHP | Hot Water | 0 | 0 | 0 | 0 | 0 | 0
Undergraduate | Natural Gas - CHP | Heating | 0 | 0 | 0 | 0 | 0 | 0
Undergraduate | Natural Gas - CHP | Lighting | 0 | 0 | 0 | 0 | 0 | 0
Undergraduate | Natural Gas - CHP | Other | 0 | 0 | 0 | 0 | 0 | 0
Postgraduate | Natural Gas - CHP | Catering | 0 | 0 | 0 | 0 | 0 | 0
Postgraduate | Natural Gas - CHP | Computing | 0 | 0 | 0 | 0 | 0 | 0
Postgraduate | Natural Gas - CHP | Cooling and Ventilation | 0 | 0 | 0 | 0 | 0 | 0
Postgraduate | Natural Gas - CHP | Hot Water | 0 | 0 | 0 | 0 | 0 | 0
Postgraduate | Natural Gas - CHP | Heating | 0 | 0 | 0 | 0 | 0 | 0
Postgraduate | Natural Gas - CHP | Lighting | 0 | 0 | 0 | 0 | 0 | 0
Postgraduate | Natural Gas - CHP | Other | 0 | 0 | 0 | 0 | 0 | 0
Academic staff | Natural Gas - CHP | Catering | 0 | 0 | 0 | 0 | 0 | 0
Academic staff | Natural Gas - CHP | Computing | 0 | 0 | 0 | 0 | 0 | 0
Academic staff | Natural Gas - CHP | Cooling and Ventilation | 0 | 0 | 0 | 0 | 0 | 0
Academic staff | Natural Gas - CHP | Hot Water | 0 | 0 | 0 | 0 | 0 | 0
Academic staff | Natural Gas - CHP | Heating | 0 | 0 | 0 | 0 | 0 | 0
Academic staff | Natural Gas - CHP | Lighting | 0 | 0 | 0 | 0 | 0 | 0
Academic staff | Natural Gas - CHP | Other | 0 | 0 | 0 | 0 | 0 | 0
Non-academic staff | Natural Gas - CHP | Catering | 0 | 0 | 0 | 0 | 0 | 0
Non-academic staff | Natural Gas - CHP | Computing | 0 | 0 | 0 | 0 | 0 | 0
Non-academic staff | Natural Gas - CHP | Cooling and Ventilation | 0 | 0 | 0 | 0 | 0 | 0
Non-academic staff | Natural Gas - CHP | Hot Water | 0 | 0 | 0 | 0 | 0 | 0
Non-academic staff | Natural Gas - CHP | Heating | 0 | 0 | 0 | 0 | 0 | 0
Non-academic staff | Natural Gas - CHP | Lighting | 0 | 0 | 0 | 0 | 0 | 0
Non-academic staff | Natural Gas - CHP | Other | 0 | 0 | 0 | 0 | 0 | 0
Floor area | Natural Gas - CHP | Catering | 0 | 0 | 0 | 0 | 0 | 0
Floor area | Natural Gas - CHP | Computing | 0 | 0 | 0 | 0 | 0 | 0
Floor area | Natural Gas - CHP | Cooling and Ventilation | 18000000 | 0 | 0 | 12000000 | 0 | 0
Floor area | Natural Gas - CHP | Hot Water | 0 | 0 | 0 | 0 | 0 | 0
Floor area | Natural Gas - CHP | Heating | 18000000 | 0 | 0 | 12000000 | 0 | 0
Floor area | Natural Gas - CHP | Lighting | 6000000 | 0 | 0 | 4000000 | 0 | 0
Floor area | Natural Gas - CHP | Other | 0 | 0 | 0 | 0 | 0 | 0
Undergraduate | Water - supply | Water | 0 | 0 | 0 | 0 | 0 | 0
Postgraduate | Water - supply | Water | 0 | 0 | 0 | 0 | 0 | 0
Academic staff | Water - supply | Water | 0 | 0 | 0 | 0 | 0 | 0
Non-academic staff | Water - supply | Water | 0 | 0 | 0 | 0 | 0 | 0
Floor area | Water - supply | Water | 0 | 0 | 0 | 0 | 0 | 0
Undergraduate | Water - Treatment | Water | 0 | 0 | 0 | 0 | 0 | 0
Postgraduate | Water - Treatment | Water | 0 | 0 | 0 | 0 | 0 | 0
Academic staff | Water - Treatment | Water | 0 | 0 | 0 | 0 | 0 | 0
Non-academic staff | Water - Treatment | Water | 0 | 0 | 0 | 0 | 0 | 0
Floor area | Water - Treatment | Water | 0 | 0 | 0 | 0 | 0 | 0
Undergraduate | Refuse Commercial & Industrial to Landfill | Waste | 0 | 0 | 0 | 0 | 0 | 0
Postgraduate | Refuse Commercial & Industrial to Landfill | Waste | 0 | 0 | 0 | 0 | 0 | 0
Academic staff | Refuse Commercial & Industrial to Landfill | Waste | 0 | 0 | 0 | 0 | 0 | 0
Non-academic staff | Refuse Commercial & Industrial to Landfill | Waste | 0 | 0 | 0 | 0 | 0 | 0
Floor area | Refuse Commercial & Industrial to Landfill | Waste | 0 | 0 | 0 | 0 | 0 | 0
Undergraduate | Organic Food & Drink AD | Waste | 0 | 0 | 0 | 0 | 0 | 0
Postgraduate | Organic Food & Drink AD | Waste | 0 | 0 | 0 | 0 | 0 | 0
Academic staff | Organic Food & Drink AD | Waste | 0 | 0 | 0 | 0 | 0 | 0
Non-academic staff | Organic Food & Drink AD | Waste | 0 | 0 | 0 | 0 | 0 | 0
Floor area | Organic Food & Drink AD | Waste | 0 | 0 | 0 | 0 | 0 | 0
Undergraduate | Organic Food & Drink Composting | Waste | 0 | 0 | 0 | 0 | 0 | 0
Postgraduate | Organic Food & Drink Composting | Waste | 0 | 0 | 0 | 0 | 0 | 0
Academic staff | Organic Food & Drink Composting | Waste | 0 | 0 | 0 | 0 | 0 | 0
Non-academic staff | Organic Food & Drink Composting | Waste | 0 | 0 | 0 | 0 | 0 | 0
Floor area | Organic Food & Drink Composting | Waste | 0 | 0 | 0 | 0 | 0 | 0
Undergraduate | Paper & Board (Mixed) Recycling | Waste | 0 | 0 | 0 | 0 | 0 | 0
Postgraduate | Paper & Board (Mixed) Recycling | Waste | 0 | 0 | 0 | 0 | 0 | 0
Academic staff | Paper & Board (Mixed) Recycling | Waste | 0 | 0 | 0 | 0 | 0 | 0
Non-academic staff | Paper & Board (Mixed) Recycling | Waste | 0 | 0 | 0 | 0 | 0 | 0
Floor area | Paper & Board (Mixed) Recycling | Waste | 0 | 0 | 0 | 0 | 0 | 0
Undergraduate | Refuse Mun/Comm/Ind to Combustion | Waste | 0 | 0 | 0 | 0 | 0 | 0
Postgraduate | Refuse Mun/Comm/Ind to Combustion | Waste | 0 | 0 | 0 | 0 | 0 | 0
Academic staff | Refuse Mun/Comm/Ind to Combustion | Waste | 0 | 0 | 0 | 0 | 0 | 0
Non-academic staff | Refuse Mun/Comm/Ind to Combustion | Waste | 0 | 0 | 0 | 0 | 0 | 0
Floor area | Refuse Mun/Comm/Ind to Combustion | Waste | 0 | 0 | 0 | 0 | 0 | 0
Undergraduate | WEEE (Mixed) Recycling | Waste | 0 | 0 | 0 | 0 | 0 | 0
Postgraduate | WEEE (Mixed) Recycling | Waste | 0 | 0 | 0 | 0 | 0 | 0
Academic staff | WEEE (Mixed) Recycling | Waste | 0 | 0 | 0 | 0 | 0 | 0
Non-academic staff | WEEE (Mixed) Recycling | Waste | 0 | 0 | 0 | 0 | 0 | 0
Floor area | WEEE (Mixed) Recycling | Waste | 0 | 0 | 0 | 0 | 0 | 0
Undergraduate | Glass Recycling | Waste | 0 | 0 | 0 | 0 | 0 | 0
Postgraduate | Glass Recycling | Waste | 0 | 0 | 0 | 0 | 0 | 0
Academic staff | Glass Recycling | Waste | 0 | 0 | 0 | 0 | 0 | 0
Non-academic staff | Glass Recycling | Waste | 0 | 0 | 0 | 0 | 0 | 0
Floor area | Glass Recycling | Waste | 0 | 0 | 0 | 0 | 0 | 0
Undergraduate | Clinical Waste - Orange Stream | Waste | 0 | 0 | 0 | 0 | 0 | 0
Postgraduate | Clinical Waste - Orange Stream | Waste | 0 | 0 | 0 | 0 | 0 | 0
Academic staff | Clinical Waste - Orange Stream | Waste | 0 | 0 | 0 | 0 | 0 | 0
Non-academic staff | Clinical Waste - Orange Stream | Waste | 0 | 0 | 0 | 0 | 0 | 0
Floor area | Clinical Waste - Orange Stream | Waste | 0 | 0 | 0 | 0 | 0 | 0
Undergraduate | Reuse | Waste | 0 | 0 | 0 | 0 | 0 | 0
Postgraduate | Reuse | Waste | 0 | 0 | 0 | 0 | 0 | 0
Academic staff | Reuse | Waste | 0 | 0 | 0 | 0 | 0 | 0
Non-academic staff | Reuse | Waste | 0 | 0 | 0 | 0 | 0 | 0
Floor area | Reuse | Waste | 0 | 0 | 0 | 0 | 0 | 0
Undergraduate | Flights Economy Short Haul - to/from UK | Transport | 0 | 0 | 0 | 0 | 0 | 0
Postgraduate | Flights Economy Short Haul - to/from UK | Transport | 0 | 0 | 0 | 0 | 0 | 0
Academic staff | Flights Economy Short Haul - to/from UK | Transport | 0 | 0 | 0 | 0 | 0 | 0
Non-academic staff | Flights Economy Short Haul - to/from UK | Transport | 0 | 0 | 0 | 0 | 0 | 0
Floor area | Flights Economy Short Haul - to/from UK | Transport | 0 | 0 | 0 | 0 | 0 | 0
Undergraduate | Rail - National Rail | Transport | 0 | 0 | 0 | 0 | 0 | 0
Postgraduate | Rail - National Rail | Transport | 0 | 0 | 0 | 0 | 0 | 0
Academic staff | Rail - National Rail | Transport | 0 | 0 | 0 | 0 | 0 | 0
Non-academic staff | Rail - National Rail | Transport | 0 | 0 | 0 | 0 | 0 | 0
Floor area | Rail - National Rail | Transport | 0 | 0 | 0 | 0 | 0 | 0
Undergraduate | Rail - Light Rail & Tram | Transport | 0 | 0 | 0 | 0 | 0 | 0
Postgraduate | Rail - Light Rail & Tram | Transport | 0 | 0 | 0 | 0 | 0 | 0
Academic staff | Rail - Light Rail & Tram | Transport | 0 | 0 | 0 | 0 | 0 | 0
Non-academic staff | Rail - Light Rail & Tram | Transport | 0 | 0 | 0 | 0 | 0 | 0
Floor area | Rail - Light Rail & Tram | Transport | 0 | 0 | 0 | 0 | 0 | 0
Undergraduate | Car - Average - diesel | Transport | 0 | 0 | 0 | 0 | 0 | 0
Postgraduate | Car - Average - diesel | Transport | 0 | 0 | 0 | 0 | 0 | 0
Academic staff | Car - Average - diesel | Transport | 0 | 0 | 0 | 0 | 0 | 0
Non-academic staff | Car - Average - diesel | Transport | 0 | 0 | 0 | 0 | 0 | 0
Floor area | Car - Average - diesel | Transport | 0 | 0 | 0 | 0 | 0 | 0
Undergraduate | Car - Average - petrol | Transport | 0 | 0 | 0 | 0 | 0 | 0
Postgraduate | Car - Average - petrol | Transport | 0 | 0 | 0 | 0 | 0 | 0
Academic staff | Car - Average - petrol | Transport | 0 | 0 | 0 | 0 | 0 | 0
Non-academic staff | Car - Average - petrol | Transport | 0 | 0 | 0 | 0 | 0 | 0
Floor area | Car - Average - petrol | Transport | 0 | 0 | 0 | 0 | 0 | 0
Undergraduate | Van - diesel | Transport | 0 | 0 | 0 | 0 | 0 | 0
Postgraduate | Van - diesel | Transport | 0 | 0 | 0 | 0 | 0 | 0
Academic staff | Van - diesel | Transport | 0 | 0 | 0 | 0 | 0 | 0
Non-academic staff | Van - diesel | Transport | 0 | 0 | 0 | 0 | 0 | 0
Floor area | Van - diesel | Transport | 0 | 0 | 0 | 0 | 0 | 0
Undergraduate | Bus | Transport | 0 | 0 | 0 | 0 | 0 | 0
Postgraduate | Bus | Transport | 0 | 0 | 0 | 0 | 0 | 0
Academic staff | Bus | Transport | 0 | 0 | 0 | 0 | 0 | 0
Non-academic staff | Bus | Transport | 0 | 0 | 0 | 0 | 0 | 0
Floor area | Bus | Transport | 0 | 0 | 0 | 0 | 0 | 0
Undergraduate | Taxi - Black cab | Transport | 0 | 0 | 0 | 0 | 0 | 0
Postgraduate | Taxi - Black cab | Transport | 0 | 0 | 0 | 0 | 0 | 0
Academic staff | Taxi - Black cab | Transport | 0 | 0 | 0 | 0 | 0 | 0
Non-academic staff | Taxi - Black cab | Transport | 0 | 0 | 0 | 0 | 0 | 0
Floor area | Taxi - Black cab | Transport | 0 | 0 | 0 | 0 | 0 | 0
Undergraduate | Ferry | Transport | 0 | 0 | 0 | 0 | 0 | 0
Postgraduate | Ferry | Transport | 0 | 0 | 0 | 0 | 0 | 0
Academic staff | Ferry | Transport | 0 | 0 | 0 | 0 | 0 | 0
Non-academic staff | Ferry | Transport | 0 | 0 | 0 | 0 | 0 | 0
Floor area | Ferry | Transport | 0 | 0 | 0 | 0 | 0 | 0
Floor area | Refrigerant HFC-134a | Refrigerant | 0 | 0 | 0 | 0 | 0 | 0
|  |  | 73539653.0961 | 14094164.2252 | 12684600.3334 | 42094164.2252 | 0 | 0
Data check: these values should be zero |  |  | 40000846.9039 | 7908335.7748 | 8096399.6666 | 20986835.7748 | 0 | 0
Name of person completing the tab
Date
Tab reviewed by
This sheet should only be edited by tool developers.
It contains the calculations for the carbon scenario module.
Sheet description
Date

## Lists
Emissiontype |  | Annualchange | Existing | Yearofchange | ProjectStatus | EstimateConfidence | Degradation | Incomestream | Current Year | Base Year | Type | Scope | People | Y/N | Percentage increases | Allocation
Grid Electricity (kWh) |  | N/a | Yes | N/a | Identified/More Info Req | 3 High | n/a | FiT | 2013/14 | 2014/15 | Stationary | Scope 1 | Undergraduate | ü | -20% | Undergraduate | 1
Natural Gas - Direct (kWh) |  | -100% | No | 2014/15 | Full Details Developed | 2 Medium | 1 | RHI | 2014/15 |  | Water | Scope 2 | Postgraduate | x | -19% | Postgraduate | 2
Natural Gas - CHP (kWh) |  | -75% |  | 2015/16 | Funding Approved | 1 Low | 2 | n/a | 2015/16 |  | Waste | Scope 3 | Non-academic staff | o | -18% | Academic staff | 3
Refrigerant HFC-134a (kg) |  | -50% |  | 2016/17 | In Progress |  | 3 |  | 2016/17 |  | Transport |  | Academic staff |  | -17% | Non-academic staff | 4
Water - Supply (m3) |  | -25% |  | 2017/18 | Complete |  | 4 |  | 2017/18 | [5 empty] | -16% | Floor area | 5
Water - Treatment (m3) |  | -10% |  | 2018/19 | Abandoned |  | 5 |  | 2018/19 | [5 empty] | -15%
Refuse Commercial & Industrial to Landfill (tonnes) |  | -5% |  | 2019/20 | Superseded |  |  |  | 2019/20 | [5 empty] | -14%
Organic Food & Drink Composting (tonnes) |  | 5% |  | 2020/21 |  |  |  |  | 2020/21 | [5 empty] | -13%
Organic Food & Drink AD (tonnes) |  | 10% |  | 2021/22 |  |  |  |  | 2021/22 | [5 empty] | -12%
Paper & Board (Mixed) Recycling (tonnes) |  | 25% |  | 2022/23 |  |  |  |  | 2022/23 | [5 empty] | -11%
Refuse Mun/Comm/Ind to Combustion (tonnes) |  | 50% |  | 2023/24 |  |  |  |  | 2023/24 | [5 empty] | -10%
WEEE (Mixed) Recycling (tonnes) |  | 75% |  | 2024/25 |  |  |  |  | 2024/25 | [5 empty] | -9%
Glass Recycling (tonnes) |  | 100% | [12 empty] | -8%
Clinical Waste - Orange Stream (tonnes) | [14 empty] | -7%
Reuse (tonnes) | [14 empty] | -6%
Flights Economy Short Haul - to/from UK (passenger km) | [14 empty] | -5%
Rail - National Rail (passenger km) | [14 empty] | -4%
Rail - Light Rail & Tram (passenger km) | [14 empty] | -3%
Car - Average - diesel (passenger km) | [14 empty] | -2%
Car - Average - petrol (passenger km) | [14 empty] | -1%
Van - diesel (km) | [14 empty] | 0%
Bus (passenger km) | [14 empty] | 1%
Taxi - Black cab (passenger km) | [14 empty] | 2%
Ferry (average all passenger) | [14 empty] | 3%
4%
5%
Existing Renewable Emission Type | [14 empty] | 6%
Renewable Elec Self Supply (kWh) | [14 empty] | 7%
Renewable Heat Self Supply (kWh) | [14 empty] | 8%
Renewable Elec Exported to Grid (kWh) | [14 empty] | 9%
Renewable Heat Exported (kWh) | [14 empty] | 10%
Biomass Self Supply - Wood Chips or Pellets replacing Gas (kWh) | [14 empty] | 11%
Biomass Self Supply - Wood Chips or Pellets replacing Oil (kWh) | [14 empty] | 12%
Biogas Self Supply - replacing Gas (kWh) | [14 empty] | 13%
Biogas Self Supply - replacing Oil (kWh) | [14 empty] | 14%
Biomass Self Supply - Wood Chips (kWh) | [14 empty] | 15%
Biomass Self Supply - Wood Pellets (kWh) | [14 empty] | 16%
Biogas Fuel - Self Supply (kWh) | [14 empty] | 17%
18%
19%
SourceType | NamedRange | [13 empty] | 20%
Premises - Grid Electricity | EmissionTypePremisesGridElectricity
Premises - Natural gas | EmissionTypePremisesNaturalgas
Premises - Other | EmissionTypePremisesOther
Premises - Water | EmissionTypePremisesWater
Waste | EmissionTypeWaste
Business travel | EmissionTypeTransport
Buildingtype
n/a
General Office
Museum/Art Gallery
Entertainment Hall
Fitness Centre
Swimming pool hall
Dry Sports & Leisure Facility
Covered Car Park
Public bldg (light use)
Schools and seasonal public bldgs
University Campus
Health Clinic
Hospital (Clinical & Research)
Lab/Operating Theatre
Long Term Residential
General Accomm.
Bus/Train Station
Workshop
Storage Facility
Other
Sourcetype
Premises - Grid Electricity
Premises - Natural gas
Premises - Other
Premises - Water
Waste
Company owned vehicles
Business travel
Name of person completing the tab
Date
Tab reviewed by
This sheet contains lists that are used within the tool. As such, they should only be altered by an experienced user/developer of the tool.
Sheet description
Date